## LUL (hidden)
Provience Government
Provience No. :5
Ministry of Physical Infrstructure Development
Transport Infrastructure Directorate
Infrastructure Development Office
Tamghas, Gulmi
Rate Analysis for Loading and Unloading of Materials (excluding Transportation)
Description of works: |  | Loading and Unloading of Stone Boulder/ aggregates/ Sand/ excavated earth etc. by Mechanical means. Placing tipper at loading point, loading with front end loader, dumping, turning for return trip, excluding time for haulage and return trip. | [12 empty] | Unit : 5.5 Cum.
Spec. cl. No: 800
Norms No. | Labour (A) |  |  |  |  | Material (B) |  |  |  |  | Equipment (C)
| Type | Unit | Qty. | Rate | Amount | Type | Unit | Qty. | Rate | Amount | Type | Unit | Qty. | Rate | Amount
8.9 A | [10 empty] | Tipper | hr | 0.33 | 1454 | 479.82
[11 empty] | Loader | hr | 0.33 | 2820.46 | 930.75
Sub total of A = |  |  |  |  | 0 | Sub total of B = |  |  |  | 0 | Sub total of C = |  |  |  | 1410.57
Sub total of A +B + C = |  |  |  |  | 1410.57 | [6 empty] | Unit Rate = |  |  | 1410.57
[13 empty] | Rate(1 Cum) |  | 256.46
Description of works: |  | Loading and Unloading of Stone Boulder/ aggregates/ Sand/ excavated earth etc. by Manual means. | [12 empty] | Unit : 44 Cum.
Spec. cl. No: 800
Norms No. | Labour (A) |  |  |  |  | Material (B) |  |  |  |  | Equipment (C)
| Type | Unit | Qty. | Rate | Amount | Type | Unit | Qty. | Rate | Amount | Type | Unit | Qty. | Rate | Amount
8.9 B | Unskilled | md | 6 | 680 | 4080 | [5 empty] | Tipper | hr | 6 | 1454 | 8724
Sub total of A = |  |  |  |  | 4080 | Sub total of B = |  |  |  | 0 | Sub total of C = |  |  |  | 8724
Sub total of A +B + C = |  |  |  |  | 12804 | [6 empty] | Unit Rate = |  |  | 12804
[13 empty] | Rate(1 Cum) |  | 291
Description of works: |  | Loading and Unloading of Cement or Steel by Manual means and Stacking. | [12 empty] | Unit : 10 Tons
Spec. cl. No: 800
Norms No. | Labour (A) |  |  |  |  | Material (B) |  |  |  |  | Equipment (C)
| Type | Unit | Qty. | Rate | Amount | Type | Unit | Qty. | Rate | Amount | Type | Unit | Qty. | Rate | Amount
8.1 | Unskilled | md | 2 | 680 | 1360 | [5 empty] | Truck | hr | 2 | 2014 | 4028
Sub total of A = |  |  |  |  | 1360 | Sub total of B = |  |  |  | 0 | Sub total of C = |  |  |  | 4028
Sub total of A +B + C = |  |  |  |  | 5388 | [6 empty] | Unit Rate = |  |  | 5388
[13 empty] | Rate (1 Tonne) |  | 538.8
Description of works: |  | Loading and Unloading of Bricks by Manual means and Stacking. | [12 empty] | Unit : 1000 Nos.(8* 2000 Nos)
Spec. cl. No: 800
Norms No. | Labour (A) |  |  |  |  | Material (B) |  |  |  |  | Equipment (C)
| Type | Unit | Qty. | Rate | Amount | Type | Unit | Qty. | Rate | Amount | Type | Unit | Qty. | Rate | Amount
8.11 | Unskilled | md | 3 | 680 | 2040 | [5 empty] | Truck | hr | 6 | 1454 | 8724
Sub total of A = |  |  |  |  | 2040 | Sub total of B = |  |  |  | 0 | Sub total of C = |  |  |  | 8724
Sub total of A +B + C = |  |  |  |  | 10764 | [6 empty] | Unit Rate = |  |  | 10764
[13 empty] | Rate (1 No.) |  | 0.67
Description of works: |  | Loading and Unloading of Bitumen drums by Manual means. | [12 empty] | Unit : 40 Tons
Spec. cl. No: 800
Norms No. | Labour (A) |  |  |  |  | Material (B) |  |  |  |  | Equipment (C)
| Type | Unit | Qty. | Rate | Amount | Type | Unit | Qty. | Rate | Amount | Type | Unit | Qty. | Rate | Amount
8.12 | Unskilled | md | 6 | 680 | 4080 | [5 empty] | Truck | hr | 6 | 1454 | 8724
Sub total of A = |  |  |  |  | 4080 | Sub total of B = |  |  |  | 0 | Sub total of C = |  |  |  | 8724
Sub total of A +B + C = |  |  |  |  | 12804 | [6 empty] | Unit Rate = |  |  | 12804
[13 empty] | Rate (1 Tonne) |  | 320.1
Description of works: |  | Loading and Unloading of Timber by Manual means. | [12 empty] | Unit : 30 Tons
Spec. cl. No: 800
Norms No. | Labour (A) |  |  |  |  | Material (B) |  |  |  |  | Equipment (C)
| Type | Unit | Qty. | Rate | Amount | Type | Unit | Qty. | Rate | Amount | Type | Unit | Qty. | Rate | Amount
8.13 | Unskilled | md | 8 | 680 | 5440 | [5 empty] | Truck | hr | 6 | 1454 | 8724
| Skilled | md | 1 | 950 | 950
Sub total of A = |  |  |  |  | 6390 | Sub total of B = |  |  |  | 0 | Sub total of C = |  |  |  | 8724
Sub total of A +B + C = |  |  |  |  | 15114 | [6 empty] | Unit Rate = |  |  | 15114
[13 empty] | Rate (1 Tonne) |  | 503.8
Description of works: |  | Loading and Unloading of Cement Concrete Blocks, Kerbs etc. | [12 empty] | Unit : 20 Cum
Spec. cl. No: 800
Norms No. | Labour (A) |  |  |  |  | Material (B) |  |  |  |  | Equipment (C)
| Type | Unit | Qty. | Rate | Amount | Type | Unit | Qty. | Rate | Amount | Type | Unit | Qty. | Rate | Amount
8.14 | Unskilled | md | 8 | 680 | 5440 | [5 empty] | Truck | hr | 6 | 1454 | 8724
| Skilled | md | 1 | 950 | 950
Sub total of A = |  |  |  |  | 6390 | Sub total of B = |  |  |  | 0 | Sub total of C = |  |  |  | 8724
Sub total of A +B + C = |  |  |  |  | 15114 | [6 empty] | Unit Rate = |  |  | 15114
[13 empty] | Rate (1 Cum) |  | 755.7
Description of works: |  | Loading and Unloading of RCC Hume Pipes by Mechanical means including a lead upto 30m. A) 900/1000/1200 mm dia RCC Hume Pipe | [12 empty] | Unit : 15 Rm
Spec. cl. No: 800
Norms No. | Labour (A) |  |  |  |  | Material (B) |  |  |  |  | Equipment (C)
| Type | Unit | Qty. | Rate | Amount | Type | Unit | Qty. | Rate | Amount | Type | Unit | Qty. | Rate | Amount
8.15.i.A & 8.15.ii.A | Unskilled | md | 3 | 680 | 2040 | [5 empty] | Truck | hr | 1.5 | 1454 | 2181
| Skilled | md | 0.6 | 950 | 570 | [5 empty] | Crane (3T) | hr | 1.5 | 2850.276 | 4275.41
Sub total of A = |  |  |  |  | 2610 | Sub total of B = |  |  |  | 0 | Sub total of C = |  |  |  | 6456.41
Sub total of A +B + C = |  |  |  |  | 9066.41 | [6 empty] | Unit Rate = |  |  | 9066.41
[13 empty] | Rate (1 Rm) |  | 604.42
Description of works: |  | Loading and Unloading of RCC Hume Pipes by Mechanical means including a lead upto 30m. B) 750/600 mm dia RCC Hume Pipe | [12 empty] | Unit : 25 Rm
Spec. cl. No: 800
Norms No. | Labour (A) |  |  |  |  | Material (B) |  |  |  |  | Equipment (C)
| Type | Unit | Qty. | Rate | Amount | Type | Unit | Qty. | Rate | Amount | Type | Unit | Qty. | Rate | Amount
8.15.i.B & 8.15.ii.B | Unskilled | md | 3 | 680 | 2040 | [5 empty] | Truck | hr | 1.5 | 1454 | 2181
| Skilled | md | 1 | 950 | 950 | [5 empty] | Crane (3T) | hr | 1.5 | 2850.276 | 4275.41
Sub total of A = |  |  |  |  | 2990 | Sub total of B = |  |  |  | 0 | Sub total of C = |  |  |  | 6456.41
Sub total of A +B + C = |  |  |  |  | 9446.41 | [6 empty] | Unit Rate = |  |  | 9446.41
[13 empty] | Rate (1 Rm) |  | 377.85
Description of works: |  | Loading and Unloading of RCC Hume Pipes by Mechanical means including a lead upto 30m. C) 450/300 mm dia RCC Hume Pipe | [12 empty] | Unit : 37.5 Rm
Spec. cl. No: 800
Norms No. | Labour (A) |  |  |  |  | Material (B) |  |  |  |  | Equipment (C)
| Type | Unit | Qty. | Rate | Amount | Type | Unit | Qty. | Rate | Amount | Type | Unit | Qty. | Rate | Amount
8.15.i.C & 8.15.ii.C | Unskilled | md | 3 | 680 | 2040 | [5 empty] | Truck | hr | 1.5 | 1454 | 2181
| Skilled | md | 0.6 | 950 | 570 | [5 empty] | Crane (3T) | hr | 1.5 | 2850.276 | 4275.41
Sub total of A = |  |  |  |  | 2610 | Sub total of B = |  |  |  | 0 | Sub total of C = |  |  |  | 6456.41
Sub total of A +B + C = |  |  |  |  | 9066.41 | [6 empty] | Unit Rate = |  |  | 9066.41
[13 empty] | Rate (1 Rm) |  | 241.77
Description of works: |  | Loading and Unloading of RCC Hume Pipes by manual means including a lead upto 30m. A) 900/1000/1200 mm dia RCC Hume Pipe | [12 empty] | Unit : 15 Rm
Spec. cl. No: 800
Norms No. | Labour (A) |  |  |  |  | Material (B) |  |  |  |  | Equipment (C)
| Type | Unit | Qty. | Rate | Amount | Type | Unit | Qty. | Rate | Amount | Type | Unit | Qty. | Rate | Amount
8.15.iii.A & 8.15.iv.A | Unskilled | md | 4.5 | 680 | 3060 | 3 Nos. of Wooden Sleepers 250mm*250mm*125mm Hire Charge | hr. | 7 | 75 | 525 | Truck | hr | 7 | 1454 | 10178
| Skilled | md | 0.6 | 950 | 570 | [5 empty] | 3% of Labor Cost for Crow Bars and other T & P |  |  |  | 108.9
Sub total of A = |  |  |  |  | 3630 | Sub total of B = |  |  |  | 525 | Sub total of C = |  |  |  | 10286.9
Sub total of A +B + C = |  |  |  |  | 14441.9 | [6 empty] | Unit Rate = |  |  | 14441.9
[13 empty] | Rate (1 Rm) |  | 962.79
Description of works: |  | Loading and Unloading of RCC Hume Pipes by manual means including a lead upto 30m. B) 750/600 mm dia RCC Hume Pipe | [12 empty] | Unit : 25 Rm
Spec. cl. No: 800
Norms No. | Labour (A) |  |  |  |  | Material (B) |  |  |  |  | Equipment (C)
| Type | Unit | Qty. | Rate | Amount | Type | Unit | Qty. | Rate | Amount | Type | Unit | Qty. | Rate | Amount
8.15.iii.B & 8.15.iv.B | Unskilled | md | 5.5 | 680 | 3740 | 3 Nos. of Wooden Sleepers 250mm*250mm*125mm Hire Charge | hr. | 7 | 75 | 525 | Truck | hr | 7 | 1454 | 10178
| Skilled | md | 0.6 | 950 | 570 | [5 empty] | 3% of Labor Cost for Crow Bars and other T & P |  |  |  | 129.3
Sub total of A = |  |  |  |  | 4310 | Sub total of B = |  |  |  | 525 | Sub total of C = |  |  |  | 10307.3
Sub total of A +B + C = |  |  |  |  | 15142.3 | [6 empty] | Unit Rate = |  |  | 15142.3
[13 empty] | Rate (1 Rm) |  | 605.69
Description of works: |  | Loading and Unloading of RCC Hume Pipes by manual means including a lead upto 30m. C) 450/300 mm dia RCC Hume Pipe | [12 empty] | Unit : 37.5 Rm
Spec. cl. No: 800
Norms No. | Labour (A) |  |  |  |  | Material (B) |  |  |  |  | Equipment (C)
| Type | Unit | Qty. | Rate | Amount | Type | Unit | Qty. | Rate | Amount | Type | Unit | Qty. | Rate | Amount
8.15.iii.C & 8.15.iv.C | Unskilled | md | 6.5 | 680 | 4420 | 3 Nos. of Wooden Sleepers 250mm*250mm*125mm Hire Charge | hr. | 7 | 75 | 525 | Truck | hr | 7 | 1454 | 10178
| Skilled | md | 0.6 | 950 | 570 | [5 empty] | 3% of Labor Cost for Crow Bars and other T & P |  |  |  | 149.7
Sub total of A = |  |  |  |  | 4990 | Sub total of B = |  |  |  | 525 | Sub total of C = |  |  |  | 10327.7
Sub total of A +B + C = |  |  |  |  | 15842.7 | [6 empty] | Unit Rate = |  |  | 15842.7
[13 empty] | Rate (1 Rm) |  | 422.47

## Trnspt (hidden)
Provience Government
Provience No. :5
Ministry of Physical Infrstructure Development
Transport Infrastructure Directorate
Infrastructure Development Office
Tamghas, Gulmi
Transportation Analysis of Construction Materials : | [18 empty] | 256.875
Labour Rate | [7 empty] | Fuel per ltr. | 88
Unskilled | 680 | [6 empty] | Tipper | 1454 |  |  |  | Truck | 2014
Skilled | 950 | [6 empty] | Truck capactiy | 8 | mt | Terrain: | Hill
Description | Standard Tipper Time Taken, hr
| ER | GR | BT
For onward haulage with load | 0.5 | 0.33 | 0.25
For Empty Return trip | 0.4 | 0.27 | 0.2
Speed with Load |  | 10 | 15 | 20 | [5 empty] | Speed when Empty |  | 12.5 | 18.75 | 25
Material Type | Unit | Earthen km (10 kmph ) | Gravel km (15 kmph ) | Blacktop km (20 kmph ) | Actual Tipper Time Taken for onward haulage with load, hr |  |  | Actual Tipper Time Taken for empty return trip, hr |  |  | Tipper Hour | Total Transportation Cost by 8t Tipper | Total Transportation Cost per ton | Density of material (kg/m3) | Total Transportation Cost per unit | Remarks
[5 empty] | ER | GR | BT | ER | GR | BT
1)Excavated earth work
a)Soil Material | m3 |  |  |  | 0 | 0 | 0 | 0 | 0 | 0 | 0 | 0 | 0 | 1400 | 0 | Density= 1400 kg/m3
b)Rock Material | m3 |  |  |  | 0 | 0 | 0 | 0 | 0 | 0 | 0 | 0 | 0 | 2400 | 0 | Density= 2400 kg/m3
2) Sand | m3 |  | 0 | 4 | 0 | 0 | 0.1 | 0 | 0 | 0.08 | 0.18 | 261.72 | 32.71 | 1600 | 52.33 | Density= 1600 kg/m3
3) Gravel, river shingle, broken stone aggregates, and bats.
a) Gravel | m3 |  | 2 | 4 | 0 | 0.06 | 0.1 | 0 | 0.05 | 0.08 | 0.29 | 421.66 | 52.7 | 1800 | 94.86 | Density= 1800 kg/m3
b) River shingle (round aggregate) | m3 |  | 0 | 10 | 0 | 0 | 0.25 | 0 | 0 | 0.2 | 0.45 | 654.3 | 81.78 | 1800 | 147.2 | Density= 1800 kg/m3
c) Broken stone aggregates | m3 |  | 20 | 0 | 0 | 0.66 | 0 | 0 | 0.54 | 0 | 1.2 | 1744.8 | 218.1 | 2400 | 523.44 | Density= 2400 kg/m3
d) Brick bats | m3 |  |  |  | 0 | 0 | 0 | 0 | 0 | 0 | 0 | 0 | 0 | 1420 | 0 | Density= 1420 kg/m3
4) Boulder, Cobbles, quarry stone | m3 | 8 | 0 | 1 | 0.4 | 0 | 0.02 | 0.32 | 0 | 0.02 | 0.76 | 1105.04 | 138.13 | 2400 | 331.51 | Density= 2400 kg/m3
5)Dressed Stone | m3 | 5 |  | 1 | 0.25 | 0 | 0.02 | 0.2 | 0 | 0.02 | 0.49 | 712.46 | 89.05 | 2400 | 213.72 | Density= 2400 kg/m3
6)Bricks | 1000 nos |  | 0 | 7 | 0 | 0 | 0.17 | 0 | 0 | 0.14 | 0.31 | 450.74 | 56.34 | 1900 | 167.89 | Density= 1900 kg/m3; wt.of 1 brick (240*115*57 mm3)=2.98 Kg |  | 2.9891
7)Cement | t |  | 0 | 75 | 0 | 0 | 1.87 | 0 | 0 | 1.5 | 3.37 | 6787.18 | 848.39 | 1440 | 848.39 | Density= 1440 kg/m3 |  | 1387.19
8)Reinforcement Steel and gabion wire | t |  | 0 | 228 | 0 | 0 | 5.7 | 0 | 0 | 4.56 | 10.26 | 20663.64 | 2582.95 | 7850 | 2582.95 | Density= 7850 kg/m3 |  | 3121.75 |  | 42.4558 | 58.3767 | 84.9116
8)Reinforcement Steel and gabion wire | t |  | 0 | 75 | 0 | 0 | 1.87 | 0 | 0 | 1.5 | 3.37 | 6787.18 | 848.39 | 7850 | 848.39 | Density= 7850 kg/m3 |  | 1387.19
9) Bitumen | 1000 lit |  |  | 282 | 0 | 0 | 7.05 | 0 | 0 | 5.64 | 12.69 | 25557.66 | 3194.7 | 1010 | 3226.64 | Density= 1010 kg/m3 |  | 3546.74
10) GI, CI, Pipe and fittings | t |  |  |  | 0 | 0 | 0 | 0 | 0 | 0 | 0 | 0 | 0 | 7850 | 0 | Density= 7850 kg/m3
11)Timber for temporary works | m3 | 0 | 0 | 0 | 0 | 0 | 0 | 0 | 0 | 0 | 0 | 0 | 0 | 350 | 0 | Density= 350 kg/m3
12) Fabricated Structural Timber | m3 | 0 | 0 | 0 | 0 | 0 | 0 | 0 | 0 | 0 | 0 | 0 | 0 | 850 | 0 | Density= 850 kg/m3
13) Fabricated Structural Steel | t |  |  |  | 0 | 0 | 0 | 0 | 0 | 0 | 0 | 0 | 0 | 7850 | 0 | Density= 7850 kg/m3
14)RCC Precast Element | t |  |  |  | 0 | 0 | 0 | 0 | 0 | 0 | 0 | 0 | 0 | 2500 | 0 | Density= 2500 kg/m3
15) Equiptment & accessoriesetc. requiring careful handling | truck |  |  |  | 0 | 0 | 0 | 0 | 0 | 0 | 0 | 0 | 0 |  | 0
16) RCC hume pipe
a) 900mm dia | m |  | 30 | 70 | 0 | 0.99 | 1.75 | 0 | 0.81 | 1.4 | 4.95 | 7197.3 | 899.66 |  | 706.23 | wt./m= 785 kg | wt/m= | 3.14/4(1.1^2-0.9^2)*2500 | 785
b) 750 mm dia | m |  | 30 | 70 | 0 | 0.99 | 1.75 | 0 | 0.81 | 1.4 | 4.95 | 7197.3 | 899.66 |  | 600.29 | wt./m= 667.25 kg | wt/m= | 3.14/4(.95^2-0.75^2)*2500 | 667.25
c) 600mm dia | m |  | 30 | 70 | 0 | 0.99 | 1.75 | 0 | 0.81 | 1.4 | 4.95 | 7197.3 | 899.66 |  | 494.36 | wt./m= 549.5 kg | wt/m= | 3.14/4(0.8^2-0.6^2)*2500 | 549.5
d) 450 mm dia | m |  | 30 | 70 | 0 | 0.99 | 1.75 | 0 | 0.81 | 1.4 | 4.95 | 7197.3 | 899.66 |  | 388.42 | wt./m= 431.75 kg | wt/m= | 3.14/4(0.65^2-0.45^2)*2500 | 431.75
e) 300 mm dia | m |  | 30 | 70 | 0 | 0.99 | 1.75 | 0 | 0.81 | 1.4 | 4.95 | 7197.3 | 899.66 |  | 282.49 | wt./m= 314 kg | wt/m= | 3.14/4(0.5^2-0.3^2)*2500 | 314
17) Water | 1000 lit | 1 | 0 | 0 | 0.05 | 0 | 0 | 0.04 | 0 | 0 | 0.09 | 130.86 | 16.35 | 1000 | 16.35 | Density= 1000 kg/m3
18) Petrol / Diesel / Kerosene | 1000 lit | 4 | 0 | 0 | 0.2 | 0 | 0 | 0.16 | 0 | 0 | 0.36 | 523.44 | 65.43 | 720 | 50.38 | Density= 720 kg/m3; 0.770 Kg/l
Note:
Fill only color filled cells

## Cover page
नेपाल सरकार
गृह मन्त्रालय
जिल्ला प्रशासन कार्यालय
तम्घास, गुल्मी
ज्यामी ज्याला, ढुवानी तथा निर्माण सामाग्रीहरुको स्वीकृत जिल्ला दररेट
आर्थिक वर्ष:- २०८१/२०८२
आषाढ, २०८१

## Cover page (2)
गुल्मी जिल्ला दररेट निर्धारण समिति, आ.व. २०८१/०८२
| प्रमुख जिल्ला अधिकारी | श्री s[i0f k¦;fb zdf{ | अध्यक्ष
| नि. जिल्ला समन्वय अधिकारी | >L ;[hgf ld> | सदस्य
| प्रमुख कोष नियन्त्रक | श्री xl/x/ zdf{ | सदस्य
| नेपाल निर्माण व्यवसायी संघ, गुल्मी | श्री हरि कुमार श्रेष्ठ | सदस्य
| गुल्मी च्याम्बर अफ कमर्स | श्री बिरेन्द्र भुसाल | सदस्य
| नेपाल उध्योग वाणिज्य संघ, गुल्मी | श्री राम प्रसाद पन्थी | सदस्य
| सडक पूर्वाधार विकास कार्यालय,गुल्मी | श्री सच्चिwfनन्द rf}w/L | सदस्य सचिव
आमन्त्रित
श्री हरि प्रसाद गैरे -सहायक प्रमुख जिल्ला अधिकारी ,जिल्ला प्रशासन कार्यालय,गुल्मी
श्री भरत प्रसाद सापकोटा जलस्रोत तथा सिचाइ विकास डिभिजन कार्यालय गुल्मी
मिति २०८१/०३/२८ गते बसेको जिल्ला दर रेट निर्धारण उपसमितिको सिफारिस अनुसार आ.व. २०८१/८२ को लागी जिल्ला दर रेट निर्धारण समिति बाट ज्यामी ज्याला, ढुवानी तथा निर्माण सामाग्रीहरुको जिल्ला दररेट स्वीकृत गरिएको छ

## Labour
मिति २०८१/०३/२८ गते बसेको जिल्ला दर रेट निर्धारण उपसमितिको सिफारिस अनुसार आ.व. २०८१/८२ को लागी जिल्ला दर रेट निर्धारण समिति बाट ज्यामी ज्याला, ढुवानी तथा निर्माण सामाग्रीहरुको जिल्ला दररेट स्वीकृत गरिएको छ
क़
s¦=;= | ljj/)f | OsfO{ | जिल्ला दररेट २०७७/०७८ | जिल्ला दररेट २०७८/०७९ | जिल्ला दररेट २०७९/०८० | जिल्ला दररेट २०८०/०८१ | जिल्ला दररेट २०८१/०८२
1 | HofdL, rf}sLbf/, ;e]{ x]Nk/, SofDk js{/, wf]jL, /g/, s"lrsf/, डिलर x]Nk/, r]gd]g, डोजर x]Nk/, स्टाफ d]g, रन्जङ्ग d]g -cbIf_ | k¦lt JolQm÷lbg | 680 | 685 | 715 | 780 | 850
2 | l;sdL{, डकर्मी{, gsdL{, ah¦sdL{, lrqsf/L, cf/fs;L, Jnfi^/ ;xfos | '' | 950 | 955 | 1000 | 1090 | 1200
3 | KnDj/, डिलर, ब्लाष्टर, वेल्डर, emf]=k"=df sfd ug{] bIf HofdL, ljiffbL cfifwLsf] sfd ug]{ HofdL | '' | 1030 | 1030 | 1040 | 1130 | 1240
4 | ;xfos KnDj/ | '' | 950 | 950 | 995 | 1080 | 1190
5 | g;{/L gfOs]÷ jg x]/fn" | k¦lt JolQm÷dlxgf | 7800 | 7800 | 8000 | 9000 | 10000
6 | डोजर अपरेटर | k¦lt JolQm÷lbg | 1100 | 1100 | 1120 | 1200 | 1320
7 | emf]=k"=df sfd ug{] -टावर ;DjGwL cw{bIf HofdL_ | '' | 800 | 800 | 840 | 900 | 990
8 | On]lSट्l;og -xfp; jfo/Lङ्ग ug]{_ | '' | 800 | 800 | 820 | 880 | 970
9 | ;]lKटs टैs÷rkL{ ;kmf u/fpbf | '' | 1200 | 1200 | 820 | 880 | 970
10 | ljB"t HofdL, विद्युत मिटर रिडर | '' | 750 | 750 | 770 | 840 | 925
11 | ljB"t kmf]/d]g | '' | 850 | 850 | 870 | 920 | 1010
12 | ljB"t On]ट्रl;og | '' | 700 | 700 | 720 | 780 | 960
13 | ljB"t ;"k/efO{h/ | '' | 800 | 800 | 820 | 880 | 970
14 | ;"k/efO{h/ -सडक_ | '' |  |  | 790 | 850 | 935
15 | नियमित सडक मर्मतकर्ता (Length Worker) | '' |  |  | 685 | 720 | 790
16 | ;"k/efO{h/ -OlGhlgo/_ | '' | 1200 | 1200 | 1260 | 1450 | 1600
17 | ;"k/efO{h/ -;j OlGhlgo/_ | '' | 1000 | 1000 | 1050 | 1150 | 1265
16 | खानेपानी तथा सरसफाई टेक्निसियन (सुपरभाइजर) | '' | 950 | 950 | 1000 | 1050 | 1155
17 | ;"k/efOh/ -cl;स्टेणण्ट ;j OlGhlgo/_ | '' | 850 | 850 | 890 | 1050 | 1155
17 | s[lif >lds Hofnf
| (क) दक्ष | '' | 600 | 600 | 630 | 690 | 760
| (ख) श्रमिक | '' | 500 | 500 | 525 | 570 | 625
18 | xn"sf ;jf/L rfns | '' | 700 | 700 | 735 | 850 | 935
19 | ef/L ;jf/L rfns -ट्रक , टि¦पर, cflb_ | '' | 800 | 800 | 840 | 950 | 1045
20 | ef/L ;jf/L x]Nk/ | '' | 650 | 650 | 680 | 800 | 880

## Transportation
ख= u"NdL lhNnfsf] ढुवानी b//]6M
s¦=;= | ljj/)f | OsfO{ | जिल्ला दररेट ०७७/०७८ | जिल्ला दररेट ०७८/०७९ | जिल्ला दररेट ०७९/०८० | जिल्ला दररेट ०७९/०८० | जिल्ला दररेट ०८०/८१ | जिल्ला दररेट ०८१/८२
क. | विभिन्न सामाग्री ढुवानी दररेट
1 | ;fdfGo pkef]Uo ;fdfgx? el/ofåf/f ढुjfgL u/fpbf
| -s_ lxpbdf | k¦lt s]hL ÷ls=dL= | 0.4 | 0.4 | 0.4 | 0.4 | 0.45 | 0.45
| -v_ jiff{bdf | '' | 0.45 | 0.45 | 0.45 | 0.45 | 0.5 | 0.5
2 | c;lhnf] ;fdfgx? el/ofåf/f ढुjfgL u/fpbf
| -s_ lxpbdf | '' | 0.55 | 0.55 | 0.55 | 0.55 | 0.6 | 0.6
| -v_ jiff{bdf | '' | 0.65 | 0.65 | 0.65 | 0.65 | 0.7 | 0.7
3 | ;fdfGo pkef]Uo ;fdfgx? ट्रकबाट ढुjfgL u/fpbf sfnf]kq] afटोdf | k¦lt SjL ÷ls=dL= | 2.75 | 2.75 | 2.75 | 2.75 | 2.9 | 2.9
4 | असजिलो ;fdfgx? ट्रकबाट ढुjfgL u/fpbf sfnf]kq] afटोdf | '' | 3.85 | 3.85 | 3.85 | 3.85 | 4.2 | 4.2
5 | असजिलो ;fdfgx? ट्रकबाट ढुjfgL u/fpbf ग्रावेल afटोdf | '' | 4.5 | 4.5 | 4.5 | 4.5 | 4.7 | 4.7
6 | ;fdfGo pkef]Uo ;fdfgx? ट्रकबाट ढुjfgL u/fpbf sRrL सडक | '' | 6 | 6 | 6 | 6 | 6.4 | 6.4
7 | c;lhnf ;fdfgx? ट्रकबाट ढुjfgL u/fpbf sRrL ;डsdf | '' | 8.5 | 8.5 | 8.5 | 8.5 | 8.9 | 8.9
8 | सजिलो समान ट्रयाक्टरवाट कालोपत्रे सडकमा |  | 3.4 | 3.4 | 3.4 | 3.4 | 3.6 | 3.6
9 | असजिलो समान ट्रयाक्टरवाट कालोपत्रे सडकमा |  | 3.7 | 3.7 | 3.7 | 3.7 | 3.9 | 3.9
10 | d]टn ;Lडljg -s[lif esf/L_ ढुjfgL u/fpbf | k¦lt uf]6f ÷ls=dL= | 1.3 | 1.3 | 1.3 | 1.3 | 1.4 | 1.4
11 | jf]sf, afv¦f /+fuf, jx/ wkfO{ Nofpg] n}hfg] sfd k¦lt ५ uf]^f | JolQm | 515 | 515 | 515 | 515 | 550 | 550
12 | ;fdfGo pkef]Uo ;fdfgx? ट्रकबाट ढुjfgL u/fpbf sRrL ;डsdf
13 | u"NdL lhNnf leq ट्रयाक्टर rNg] sRrL ;डsdf ;lhnf] dfn;fdfg ढुjfgL u/fpbf | k¦lt SjL ÷ls=dL= | 11 | 11 | 11 | 11 | 12 | 12
14 | u"NdL lhNnf leq ट्रयाक्टर rNg] sRrL ;डsdf c;lhnf] dfn;fdfg ढुjfgL u/fpbf | k¦lt SjL ÷ls=dL= | 22 | 22 | 22 | 22 | 24 | 24
15 | जिप भाडामा लिई प्रयोग गर्नु परेमा (१४ सिट भएको, इन्धन सहित) | प्रति दिन | 8000 | 8000 | 8000 | 8000 | 8500 | 8500
16 | जिप भाडामा लिई प्रयोग गर्नु परेमा (१४ सिट भएको, इन्धन बाहेक) | प्रति दिन | 4500 | 4500 | 4500 | 4500 | 4700 | 4700
17 | जिप भाडामा लिई प्रयोग गर्नु परेमा (७ सिट भएको, इन्धन सहित) | प्रति दिन | 7500 | 7500 | 7500 | 7500 | 7800 | 7800
18 | जिप भाडामा लिई प्रयोग गर्नु परेमा (७ सिट भएको, इन्धन बाहेक) | प्रति दिन | 4250 | 4250 | 4250 | 4250 | 4400 | 4400
19 | जिप भाडामा लिई प्रयोग गर्नु परेमा (४ सिट भएको, इन्धन सहित) | प्रति दिन | 7000 | 7000 | 7000 | 7000 | 7300 | 7300
20 | जिप भाडामा लिई प्रयोग गर्नु परेमा (४ सिट भएको, इन्धन बाहेक) | प्रति दिन | 4000 | 4000 | 4000 | 4000 | 4200 | 4200
21 | बस भाडामा लिई प्रयोग गर्नु परेमा (४० सिट भएको, इन्धन बाहेक) | प्रति दिन |  | 10000 | 10000 | 10000 | 10500 | 10500
ख. | घरेलु उद्योग संग सम्बन्धित
1 | ट्राG;km/d/ nf]ड cgnf]ड
| १०० / ५० sf] ट्रfG;km/d/ | uf]टा | 2500 | 2500 | 2500 | 2500 | 2600 | 2600
| 25 र १५ sf] ट्रfG;km/d/ | uf]टा | 1500 | 1500 | 1500 | 1500 | 2550 | 2550
2 | विद्युत पोल लोड/अनलोड
| स्टिल ट्युबुलर पोल ८ र ९ मिटर | uf]टा | 90 | 90 | 90 | 90 | 95 | 95
| स्टिल ट्युबुलर पोल १० र ११ मिटर | uf]टा | 120 | 120 | 120 | 120 | 125 | 125
| PSC Pole ८ मिटर र ९ मिटर | uf]टा | 220 | 220 | 220 | 220 | 230 | 230
3 | ljटुldg -१६५ s]=hL=_ ट्रsdf nf]ड ubf{ | ड्रम | 73 | 73 | 73 | 73 | 75 | 75
4 | ljटुldg -१६५ s]=hL=_ ट्रsdf अनnf]ड ubf{ | ड्रम | 52 | 52 | 52 | 52 | 55 | 55
5 | afn"jf, ढुङ्गा nufot cGo lgdf{ण ;fdu¦L nf]ड cgnf]ड ug{"kbf{
| ट्रofSट/afट nf]ड | ट्रयाक्टर | 600 | 600 | 600 | 600 | 630 | 630
| cgnf]ड | ट्रयाक्टर | 330 | 330 | 330 | 330 | 340 | 340
| ट्रsafट nf]ड | ट्रक | 825 | 825 | 825 | 825 | 850 | 850
| cgnf]ड | ट्रक | 510 | 510 | 510 | 510 | 530 | 530
6 | lu§L nufot cGo lgdf{ण ;fdu¦L nf]ड cgnf]ड ug{"kbf{
| ट्रofSट/afट nf]ड | ट्रयाक्टर | 700 | 700 | 700 | 700 | 730 | 730
| cgnf]ड | ट्रयाक्टर | 380 | 380 | 380 | 380 | 400 | 400
| ट्रsafट nf]ड | ट्रक | 1400 | 1400 | 1400 | 1400 | 1450 | 1450
| cgnf]ड | ट्रक | 760 | 760 | 760 | 760 | 800 | 800
7 | lu§L nufot cGo lgdf{ण ;fdu¦L nf]ड cgnf]ड ug{"kbf{ | ;]ट
8 | x\o'dkfO{k ढुjfgL ug"{kbf{
| ५ ls=dL= ;Dd |  | b//]6df % k¦ltzt yk ug]{
| ५ b]lv १० ls=dL= ;Dd |  | b//]6df ८ k¦ltzt yk ug]{
| १० b]lv २० ls=dL= ;Dd |  | b//]6df १० k¦ltzt yk ug]{
| २० कि. मि. भन्दा माथि |  | प्रति ५ कि मि थप दुरीमा १ % थप गर्ने
9 | ljB't ;DaGwL sfo{
| cG8/ u¦fp08 jfo/LË | KjfOG6 | 45 | 45 | 45 | 45 | 47 | 47
| PVC lj6 jfo/LË | KjfOG6 | 45 | 45 | 45 | 45 | 47 | 47
| PVC kfOk jfo/LË | KjfOG6 | 35 | 35 | 35 | 35 | 37 | 37
| c:yfoL jfo/LË | KjfOG6 | 25 | 25 | 25 | 25 | 27 | 27
| ;jld6/ h8fg u/]sf] | lk; | 165 | 165 | 165 | 165 | 170 | 170
| 8'dnfO6 lkml6Ë | lk; | 55 | 55 | 55 | 55 | 58 | 58
| 6\o'jnfO6 ;f]= nfO6 | lk; | 55 | 55 | 55 | 55 | 58 | 58
| 3/leq cly{Ë jfOl/Ë k¦lt tnfsf] | KjfOG6 | 440 | 440 | 440 | 440 | 460 | 460
| 6'lkg :jLr k¦lt lk; | # KjfOG6 | 135 | 135 | 135 | 135 | 140 | 140
| j]n :jLr k¦lt lk; | % KjfOG6 | 220 | 220 | 220 | 220 | 230 | 230
| l6=eL= ;s]6 k¦lt lk; | % KjfOG6 | 220 | 220 | 220 | 220 | 230 | 230
| kmf]g ;s]6 k¦lt lk; | % KjfOG6 | 220 | 220 | 220 | 220 | 230 | 230
@ -b'O{_ PlDko/ a/fa/ ! -Ps_ KjfOG6 eg]/ lx;fj u/]sf]
P=l;=P;=cf/= tf/
| P=l;=P;=cf/= tf/ nf]8 | k¦lt=ls=ld= |  |  |  |  | 420 | 420
| P=l;=P;=cf/= tf/ cgnf]8 | k¦lt=ls=ld= |  |  |  |  | 370 | 370
| lj4'lto ;fdfu¦L nf]8 / cgnf]8 | k¦lt=lSjG6n |  |  |  |  | 10 | 10
10 | jgk}bfj/ ;DaGwL
| रूख छkfg tyf नम्वरिङ्ग | गोटा | 22 | 22 | 22 | 22 | 23 | 23
| uf]lnofका काठ sटाg d'छाg | So'=lkm= | 20 | 20 | 20 | 20 | 21 | 21
| रिङ्ग काट्ने sfo{ | So'=lkm= | 2.5 | 2.5 | 2.5 | 2.5 | 2.7 | 2.7
| uf]lnofsf] af]s¦f lemSg] sfo{ | So'=lkm= | 4.5 | 4.5 | 4.5 | 4.5 | 4.7 | 4.7
| uf]lnof sfठ लोडिङ्ग | So'=lkm= | 20 | 20 | 20 | 20 | 21 | 21
| uf]lnof sfठ याडिङ्ग | So'=lkm= | 20 | 20 | 20 | 20 | 21 | 21
| uf]lnof sfठ अनलोडिङ्ग | So'=lkm= | 6 | 6 | 6 | 6 | 6.4 | 6.4
| uf]lnof sfठ kfolnङ्ग | So'=lkm= | 9 | 9 | 9 | 9 | 9.5 | 9.5
uf]lnof sfठ ढुjfgL
| ० b]lv ५ ls=dL= ;Dd | So'=lkm= | 35 | 35 | 35 | 35 | 36 | 36
| ० b]lv १० ls=dL= ;Dd | So'=lkm= | 35 | 35 | 35 | 35 | 36 | 36
| ० b]lv १५ ls=dL= ;Dd | So'=lkm= | 40 | 40 | 40 | 40 | 42 | 42
| ० b]lv२० ls=dL= ;Dd | So'=lkm= | 40 | 40 | 40 | 40 | 42 | 42
| ० b]lv 25 ls=dL= ;Dd | So'=lkm= | 45 | 45 | 45 | 45 | 47 | 47
| ० b]lv 25 ls=dL= eGbf dfly | So'=lkm= | 45 | 45 | 45 | 45 | 47 | 47
| bfp/f sटाg d'छाg sfo{ | r§f | 2800 | 2800 | 2800 | 2800 | 2900 | 2900
| bfp/f ofडिङ्ग | r§f | 1800 | 1800 | 1800 | 1800 | 1900 | 1900
| bfp/f nf]डिलरङ्ग | r§f | 1600 | 1600 | 1600 | 1600 | 1680 | 1680
| bfp/f cgnf]डिङ्ग | r§f | 800 | 800 | 800 | 800 | 850 | 850
| bfp/f r§f lgdf{ण | r§f | 1200 | 1200 | 1200 | 1200 | 1250 | 1250
bfp/f 9"jfgL
| ० b]lv ५ ls=dL= ;Dd | r§f | 3000 | 3000 | 3000 | 3000 | 3100 | 3100
| ० b]lv १० ls=dL= ;Dd | r§f | 3400 | 3400 | 3400 | 3400 | 3500 | 3500
| ० b]lv १५ ls=dL= ;Dd | r§f | 3500 | 3500 | 3500 | 3500 | 3650 | 3650
| ० b]lv२० ls=dL= ;Dd | r§f | 3600 | 3600 | 3600 | 3600 | 3750 | 3750
| ० b]lv 25 ls=dL= ;Dd | r§f | 3700 | 3700 | 3700 | 3700 | 3850 | 3850
| ० b]lv 25 ls=dL= eGbf dfly | r§f | 4000 | 4000 | 4000 | 4000 | 4200 | 4200
नोट: नेपाल सरकारवाट स्वीकृत नर्म्स अनुसार विश्लेषण गरि आएको ढुवानीको दररेट र माथि उल्लेखित दररेटमा जुन कम हुन्छ सोही प्रयोग गर्नुपर्नेछ .

## Heavy Equipment
ग.गुल्मी जिल्लाको Heavy Equipment डररेट
s¦=;= | ljj/)f | OsfO{ | जिल्ला दररेट ०७७/०७८ | जिल्ला दररेट ०७८/०७९ | जिल्ला दररेट ०७९/०८० | जिल्ला दररेट ०८०/८१ | जिल्ला दररेट ०८१/८२
क | Heavy Equipments ( the usage rates includes cost of repair, maintenance, running and operation charge which includes crew , fuel and lubrication)
1 | Motor Grader | Per hour | 3618 | 3618 | सडक बिभाग वाट स्वीकृत नर्म्स अनुसार विश्लेषण गरि आएको Heavy Equipment को दररेट लागु हुने | सडक बिभाग वाट स्वीकृत नर्म्स अनुसार विश्लेषण गरि आएको Heavy Equipment को दररेट लागु हुने | सडक बिभाग वाट स्वीकृत नर्म्स अनुसार विश्लेषण गरि आएको Heavy Equipment को दररेट लागु हुने
2 | Air Compressor | Per hour | 1459 | 1459
3 | Bitumin Distributor | Per hour | 4377 | 4377
4 | Bitumin Boiler | Per hour | 858 | 858
5 | Water pump | Per hour | 44 | 44
6 | Smooth wheele Roller | Per hour | 1608 | 1608
7 | Tandem Road Roller | Per hour | 1704 | 1704
8 | Pneumatic Road Roller | Per hour | 3319 | 3319
9 | Hydraulic Chips Spreader | Per hour | 4444 | 4444
10 | Water Tanker | Per hour | 1806 | 1806
11 | Tractor | Per hour | 1110 | 1110
12 | Dozer (800/150/250) | Per hour | 7926 | 7926
13 | Dozer (200/120/150) | Per hour | 5891 | 5891
14 | Hydraulic Excavator | Per hour | 3570 | 3570
15 | Backhoe (0.2 cum) | Per hour | 2006 | 2006
16 | Concrete Pump (33/22) | Per hour | 2038 | 2038
17 | Concrete Mixer (0.4) | Per hour | 362 | 362
18 | Concrete Mixer (1) | Per hour | 523 | 523
19 | Tipper 5 Cum | Per hour | 1454 | 1454
20 | Vibratory Roller 8 Ton (100/60/60) | Per hour | 2413 | 2413
21 | Truck 5.5 Cum per 10 Ton | Km | 88 | 88
22 | Truck 5.5 Cum per 10 Ton | Per hour | 2014 | 2014
23 | Truck 5.5 Cum per 10 Ton | ton-km | 9 | 9
ख | Heavy Equipment द्वारा माटो चट्टान काट्ने कार्य |  | अनुमानित कटान कार्य (एक्सक्याभेटरको हकमा)
1 | नरम माटो (soft soil) काट्ने कार्य | घ.मी. | 125 cum/hr
2 | कडा माटो (Hard Soil/BMS) काट्ने कार्य | घ.मी. | 100 cum/hr
3 | नरम चट्टान (soft rock) काट्ने कार्य | घ.मी. | 30 cum/hr
4 | मध्यम प्रकारको चट्टान (medium rock) काट्ने कार्य | घ.मी. | 15 cum/hr
5 | कडा चट्टान (Hard Rock) काट्ने कार्य | घ.मी. | 5 cum/hr

## Cons. mat (Road, Irrigation, Bu
घ. गुल्मी जिल्लाको आ.व. २०८१/०८२ को लागि पूर्वाधार सम्बन्धि निर्माण सामाग्रीहरुको दररेट
s¦=;= | lgdf{)f ;fdfu¦Lx?sf] ljj/)f | k¦lt OsfO{ | जिल्ला दररेट ०७७/०७८ | जिल्ला दररेट ०७८/०७९ | जिल्ला दररेट ०७९/०८० | जिल्ला दररेट ०८०/८१ | जिल्ला दररेट ०८१/८२
1 | ईट्टा | [6 empty] | 105%
| k¦yd >]णLsf] lrDgL ईट्टा | हजार | 22000 | 22000 | 23000 | 24000 | 24000 | 24150 | 104.3%
| दोश्रो श्रेणीको इटा | हजार |  | 20000 | 20000 | 21000 | 21000 | 21000 | 105%
| टुक्रा ईट्टा | घ.मी | 7000 | 7000 | 7000 | 7300 | 7300 | 7350 | 104.3%
2 | ढुंगा | [6 empty] | 0 | #DIV/0!
| kmf]?jf ढुंगा -खानि क्षेत्रमा दुवानी बाहेक) | घ.मी | 1600 | 1600 | 1760 | 1850 | 1925 | 1848 | 105.1%
| vf]nfsf] uf]nf] ढुंगा (ढुवानी afx]s_ | घ.मी | 1100 | 1100 | 1100 | 1150 | 1225 | 1155 | 104.5%
3 | गिट्टी | [6 empty] | 0 | #DIV/0!
| 10 देखि 40 मी.मी. (खानी क्षेत्रमा फोरुवा गिट्टी ग्रेडेड/Crushed, ढुवानी बाहेक) | घ.मी | 3500 | 3500 | 3500 | 3200 | 3200 | 3675 | 91.43%
| १० देखि ४० मी.मी. (खोलाको छानेको गिट्टी ग्रेडड, ढुवानी बाहेक) | घ.मी | 2200 | 2200 | 2200 | 2100 | 2100 | 2310 | 95.45%
| vf]nfsf] u¦fe]n -ढुjfgL afx]s_ | घ.मी | 1200 | 1200 | 1200 | 1260 | 1350 | 1260 | 107.1%
| खानीको u¦fe]n -ढुjfgL afx]s_ | घ.मी | 750 | 750 | 750 | 785 | 840 | 787 | 107%
| ३.१ h/f -lrK; dl;gf]_ | [6 empty] | 0
| rfn]sf] खोलाको 10 एम. एम | घ.मी | 150 | 150 | 150 | 155 | 2000 | 157
| तोडेको -km}Sट्रीdf_ १० Pd=Pd= | घ.मी | 170 | 170 | 170 | 177 | 2000 | 178
| rfn]sf] kvfn]sf] -km}Sट्रीdf_ १० Pd=Pd= | घ.मी | 160 | 160 | 160 | 166 | 2000 | 168
| DBST/Premix को लागि १०-२० मि.मि चालेको natural गिट्टी Crusher मा (ढुवानी वाहेक, बढीघाट खोलाको ) | घ.मी | 1550 | 1550 | 2000 | 2100 | 2100 | 2100
4 | afn"jf | [6 empty] | 0
| vfgL If]qdf -ढुjfgL afx]s_ | घ.मी | 1500 | 1500 | 1500 | 1575 | 1650 | 1575 | 104.8%
| l/डिsf] afn"jf ढुjfgL afx]s_ | घ.मी | 1700 | 1700 | 1700 | 1785 | 1850 | 1785 | 103.6%
| afn'jf -wf]Psf]_ crusher -ढु"jfgL afx]s_ | घ.मी |  | 1800 | 1800 | 1890 | 2000 | 1890 | 105.8%
5 | uf/f] nufpg] dfटो | घ.मी | 250 | 250 | 250 | 260 | 260 | 262
| lnKg] /ftf] dfटो | घ.मी | 260 | 260 | 260 | 270 | 270 | 273
6 | sfठ -tof/L lr/fg ;lxt_ | [6 empty] | 0
| :yfgLo ;Nnf | घ.फी | 1400 | 1400 | 1400 | 1460 | 1460 | 1470
| cu¦fv -;fn_ | घ.फी | रुपन्देहीको जिल्ला दररेटमा ढुवानी थप गरि कायम गर्ने |  |  |  |  | 0
| ट्रlg | घ.फी | 1750 | 1750 | 1750 | 1800 | 1800 | 1837
| ;fh | घ.फी | 2200 | 2200 | 2200 | 2300 | 2300 | 2310
| l;;f} | घ.फी | 3500 | 3500 | 3500 | 3600 | 3600 | 3675
| cGo ;j} s"काठ | घ.फी | 1025 | 1025 | 1025 | 1070 | 1070 | 1076
7 | सिमेण्ट | [6 empty] | 0
| ;]tf] सिमेण्ट | के.जी. | 40 | 40 | 40 | 40 | 44
| सिमेण्ट (PPC) NS 50kg | बयाग | 700 | 650 | 625 | 600 | 540
| सिमेण्ट (OPC) NS 50kg | बयाग | 800 | 750 | 725 | 700 | 630
| g]kfnL सिमेण्ट (PSC) IS/NS 50kg | बयाग | 750 | 750 | 750 | 725 | 650
| l;lnsf सिमेण्ट PडldS:r/ NS | के.जी. | 350 | 345 | 345 | 345 | 345
| k¦lt af]/f सिमेण्ट -५० s]=hL=_sf] nf]ड cgnf]ड | बयाग | 7 | 7 | 7 | 7 | 7
| ढलानमा प्रयोग गरिने प्लास्टिक | व.मि. | 13.6 | 13.6 | 13.6 | 14 | 14 | 14
| Water proof liquid (safecrete or equivalent, IS/NS Certified, Liquid) | लिटर | 275 | 275 | 275 | 285 | 285 | 288
| Water proof liquid (safecrete or equivalent, IS/NS Certified, Powder) | के.जी. | 60 | 60 | 60 | 63 | 63 | 63
8 | Eco Panel | [6 empty] | 0
| 50mm EPS Sandwich Panel with necessary installation but excluding metal works | sq.ft | 275 | 275 | 275 | 285 | 285 | 288
| 60mm EPS Sandwich Panel with necessary installation but excluding metal works | sq.ft | 360 | 360 | 360 | 375 | 375 | 378
| 75mm EPS Sandwich Panel with necessary installation but excluding metal works | sq.ft | 415 | 415 | 415 | 430 | 430 | 435
| 90mm EPS Sandwich Panel with necessary installation but excluding metal works | sq.ft | 480 | 480 | 480 | 500 | 500 | 504
| 120mm EPS Sandwich Panel with necessary installation but excluding metal works | sq.ft | 575 | 575 | 575 | 600 | 600 | 603
| 60mm EPS Solid Panel with necessary installation but excluding metal works | sq.ft | 250 | 250 | 250 | 260 | 260 | 262
| 75mm EPS Solid Panel with necessary installation but excluding metal works | sq.ft | 315 | 315 | 315 | 330 | 330 | 330
| 90mm EPS Solid Panel with necessary installation but excluding metal works | sq.ft | 365 | 365 | 365 | 380 | 380 | 383
| 90mm EPS Hollow Panel with necessary installation but excluding metal works | sq.ft | 285 | 285 | 285 | 300 | 300 | 299
9 | xØ'd kfOk Pg= lk= ३ Snf; -ढुjfgL ;lxt_ | [6 empty] | 0
| ३० ;]=dL= डाoldट/ | /=dL | 4725 | 4725 | 4725 | 4950 | 4950 | 4961
| ४५ ;]=dL= डाoldट/ | /=dL | 6825 | 6825 | 6825 | 7100 | 7100 | 7166
| ६० ;]=dL= डाoldट/ | /=dL | 8610 | 8610 | 8610 | 9000 | 9000 | 9040
| ७५ ;]=dL= डाoldट/ | /=dL | 11025 | 11025 | 11025 | 11500 | 11500 | 11576
| ९० ;]=dL= डाoldट/ | /=dL | 16275 | 16275 | 16275 | 17000 | 17000 | 17088
| xØ'd kfOk sn/ -;s]ट_ | uf]टा | २.५ मी. लम्बाई पाईपको मुल्यको १० प्रतिशत | २.५ मी. लम्बाई पाईपको मुल्यको १० प्रतिशत | २.५ मी. लम्बाई पाईपको मुल्यको १० प्रतिशत | २.५ मी. लम्बाई पाईपको मुल्यको १० प्रतिशत | २.५ मी. लम्बाई पाईपको मुल्यको १० प्रतिशत
10 | एम एस ब्लयाक पाईप/स्क्यार पाइप (NS) विभिन्न साइजको | के.जी. | 130 | 130 | 130 | 135 | 135 | 136
11 | lk= l;= l;= Ans | [6 empty] | 0
| 8"x 8"x 6" | गोटा | 50 | 50 | 50 | 52 | 52 | 52
| 8"x 8"x 9" | गोटा | 65 | 65 | 65 | 68 | 68 | 68
| 16"x 8"x 6" | गोटा | 90 | 90 | 90 | 94 | 94 | 94
| 16"x 8"x 8" | गोटा | 105 | 105 | 105 | 110 | 110 | 110
12 | Interlock Compressed Earth Block | [6 empty] | 0
| 12"x6"x4" | गोटा | 50 | 50 | 50 | 52 | 52 | 52
| 6"x6"x4" | गोटा | 30 | 30 | 30 | 31 | 31 | 31
13 | सडकसंग ;DjlGwt | [6 empty] | 0
| Conctrete Admixture Plasticizer | लिटर | 121 | 121 | 121 | 127 | 127 | 127
| Hessain जुट | व.मी | 44 | 44 | 44 | 46 | 46 | 46
| अलकत्रा VG 10 ग्रेड | के.जी. | 98 | 98 | 112 | 117 | 117 | 117
| अलकत्रा VG 30 ग्रेड | के.जी. |  |  |  |  | 110
| O{dN;g Medium Setting with 65% Bitumen (M/S 65%) | के.जी. | 78 | 78 | 78 | 80 | 80 | 81
| PlGट l:ट्रlkª एजेन्ट | के.जी. | 325 | 325 | 325 | 340 | 340 | 341
| Cats Eye | गो.टा | 742.5 | 742.5 | 742.5 | 780 | 780 | 779
14 | Flag Stone Paving 125 mm or above ( at Quarry) | वर्ग फुट |  | 115 | 115 | 120 | 120 | 120
नोट: ढुंगा,गिट्टी-Crushed),वालुवा र ग्रावेलको हकमा नेपाल सरकारवाट स्वीकृत नर्म्स अनुसार विश्लेषण गरि आएको दररेट र माथि उल्लेखित दररेटमा जुन कम हुन्छ सोही प्रयोग गर्नुपर्नेछ .

## metal
ङ. गुल्मी जिल्लाको आ.व. २०८१/०८२ को लागि फलामजन्य सामाग्रीहरुको दररेट:-
s¦=;= | lgdf{)f ;fdfu¦Lx?sf] ljj/)f | k¦lt OsfO{ | :jLs[t b//]^ 073÷74 | स्वीकृत जिल्ला दररेट ०७४/०७५ | #REF! | जिल्ला दररेट ०७७/०७८ | जिल्ला दररेट ०७८/०७९ | जिल्ला दररेट ०७९/०८० | जिल्ला दररेट ०८०/८१ | जिल्ला दररेट ०८१/८२ | कैफियत
1 | kmnfd] छड (NS) |  |  |  | 0 | [6 empty] | 105%
| ६ b]vL ८ dL=dL= Aof; ;Dd | s]=hL= | 78 | 80 | 84 | 80 | 83 | 106 | 109 | 104 |  | 111 | 102.8%
| १० dL=dL= Aof; b]vL 20 ld=ld= ;Dd | s]=hL= | 75 | 77 | 85 | 77 | 80 | 103 | 105 | 100 |  | 108
| २५ dL=dL= Aof; b]vL ३२ ld=ld= ;Dd | s]=hL= | 77 | 79 | 87 | 80 | 83 | 106 | 109 | 104 |  | 111
| Pd=P;= a+fWg] tf/ | s]=hL= | 110 | 111 | 115 | 115 | 120 | 150 | 155 | 150 |  | 157
2 | ljleGg ;fOhsf ;ट/x? |  |  |  | 0 | [6 empty] | 0
| tof/L sf]NoflK;jn ;ट/ (3.50 Kg/sqft), फिटिंग सहित | s]=hL= | 140 (फिटिंग बाहेक) | 150 | 150 | 150 | 150 | 153.75 | 160 | 160 |  | 161
| /f]लिङ्ग ;ट/ -१८ u]h_, फिटिंग सहित | s]=hL= | 140 | 150 | 150 | 165 | 165 | 169.125 | 175 | 175 |  | 177
| u¦Ln ;ट/ -lkmटिङ्ग ;lxt_ | s]=hL= | 140 | 150 | 150 | 150 | 150 | 153.75 | 160 | 160 |  | 161
| sDkfpण्ड u]ट |  |  |  | 0 | [6 empty] | 0
| s_ Kn]g ;fwf/ण lडhfO{g -४० s=hL= k¦=j=dL=_, फिटिंग सहित | s]=hL= | 140 | 150 | 150 | 150 | 150 | 153.75 | 160 | 160 |  | 161
| v_ Kn]gl;ट nufP/ -५३ s=hL= k¦=j=dL=_, फिटिंग सहित | s]=hL= | 140 | 150 | 150 | 150 | 150 | 153.75 | 160 | 160 |  | 161
| अलग बुट्टा / डिजाइन लगाएमा, फिटिंग सहित | s]=hL= |  | 200 | 200 | 200 | 200 | 205 | 215 | 215 |  | 215
3 | Pd=P; cfO/g |  |  |  | 0 | [6 empty] | 0
| ३*२० dL=dL u¦Ln (१५.०० s]=hL= k¦=j=dL=_, फिटिंग सहित | s]=hL= | 140 | 150 | 150 | 150 | 150 | 157.5 | 165 | 165 |  | 165
| ४*२० dL=dL u¦Ln (१७.५० s]=hL= k¦=j=dL=_, फिटिंग सहित | s]=hL= | 140 | 150 | 150 | 150 | 150 | 157.5 | 165 | 165 |  | 165
| ५*२० dL=dL=, ५*२२ dL=dL= u¦Ln -२१.०० s]=hL= k¦=j=dL=_, फिटिंग सहित | s]=hL= | 140 | 150 | 150 | 150 | 150 | 157.5 | 165 | 165 |  | 165
| Pd P; cfO/g P+un | s]=hL= | 140 | 140 | 140 | 140 | 140 | 147 | 152 | 152 |  | 154
| Pd P; l;^ | s]=hL= | 140 | 140 | 140 | 140 | 140 | 147 | 152 | 152 |  | 154
| Pd P; cfO/g Rofg]n | s]=hL= | 140 | 140 | 140 | 140 | 140 | 147 | 152 | 152 |  | 154
4 | lh=cfO{= tf/ |  |  |  | 0 | [6 empty] | 0
| x]eL sf]ट -८ b]vL १२ u]h_ | s]=hL= | 98 | 98 | 110 | 120 | 120 | रुपन्देही जिल्लाको दर रेटमा ढुवानी जोड्ने | रुपन्देही जिल्लाको दर रेटमा ढुवानी जोड्ने | रुपन्देही जिल्लाको दर रेटमा ढुवानी जोड्ने
| ldlडod -८ b]vL १२ u]h_ | s]=hL= | 94 | 94 | 105 | 115 | 115 |  |  |  |  | 0
| sdl;{on -८ b]vL १२ u]h_ | s]=hL= | 90 | 90 | 100 | 110 | 110 |  |  |  |  | 0
| dl:Sjटf] k¦"km hfnL -ef/tLo_ | j=dL= | 355 | 355 | 355 | 355 | 355 |  |  |  |  | 0
| dl:Sjटf] k¦"km hfnL -PSk]Gड]ड_ | j=dL= | 250 | 250 | 250 | 250 | 250 |  |  |  |  | 0
| jfn"af rfNg] hfnL -२ dL=dL=_ | /=dL= | 250 | 250 | 275 | 275 | 275 |  |  |  |  | 0
| Heavy Zine coated, Machine made and Mechanically Selycedged double twist Hexagonal Wire mesh Product ; ZN coated : Mesh type 10x12; |  |  |  | 0 | [6 empty] | 0
| Mesh Wire Ø 3 mm, Selvedge Wire Ø 3.9 mm,Lacing Wire Ø 2.4 mm | j=ld= |  |  |  |  | 260 | 299 | 320 | 320 |  | 313
| Ex-Factory Rate of heavy Zine coated, Machine made and Mechanically Selycedged double twist Hexagonal Wire mesh Product ; ZN -AL Alloy & ZN-AL alloy +PVC coated ; Mesh type 10x12; |  |  |  | 0 | [6 empty] | 0
| Mesh Wire Ø 3 mm, Selvedge Wire Ø 3.9 mm,Lacing Wire Ø 2.4 mm | j=ld= | 335 | 335 | 335 | [6 empty] | 0
| Mesh Wire Ø 2.7 mm,Selvedge Wire Ø 3.4 mm,Lacing Wire Ø 2.2 mm | j=ld= | 279 | 279 | 279 | [6 empty] | 0
| Ex-Factory Rate of heavy Zine coated, Machine made and Mechanically Selycedged double twist Hexagonal Wire mesh Product ; ZN&ZN +PVC coated : Mesh type 6x8 |  |  |  | 0 | [6 empty] | 0
| Mesh Wire Ø 2.2 mm,Selvedge Wire Ø 2.7 mm,Lacing Wire Ø 2.2 mm | j=ld= | 239 | 239 | 239 | [6 empty] | 0
| Ex-Factory Rate of heavy Zine coated, Machine made and Mechanically Selycedged double twist Hexagonal Wire mesh Product ; ZN-AL Alloy & ZN-AL alloy +PVC coated ; Mesh type 6x8; |  |  |  | 0 | [6 empty] | 0
| Mesh Wire Ø 2.2 mm,Selvedge Wire Ø 2.7 mm,Lacing Wire Ø 2.2 mm | j=ld= | 280 | 280 | 280 | [6 empty] | 0
| Polyster Neddle Punched Nonwcve Geotexiles | j=ld= | 67 | 67 | 67 | 67 | 67 | 67 | 70 | 70 |  | 70
5 | s+fड] tf/ १२ u]h | s]=hL= | 100 | 105 | 111 | 111 | 111 | 118 | 150 | 150 |  | 123
6 | s"v"/] hfnL -९०;]=dL= rf}डाO{ ePsf]_ |  |  |  | 0 | 0 | 0 |  |  |  |  | 0
| २० u]h | /=dL= | 200 | 200 | 200 | 175 | 175 | 191 | 200 | 200 |  | 200
7 | l;=lh=cfO{ l;ट, Kn]g l;ट tyf lkmlटङ्ग; |  |  |  | 0 | 0 | 0 |  |  |  |  | 0
| /+uLg h:tf kftf |  |  |  | 0 | 0 | 0 |  |  |  |  | 0
| २६ u]h d]lडod -०.४६ Pd= Pd=_ | बन्डल | [5 empty] | 14000 | 14500 | 14500 |  | 14700 | 0
| 25 u]h d]lडod -०.४८ / ०.४६ Pd= Pd=_ | बन्डल |  |  |  | 11700 | 12770 | 15000 | 15500 | 15500 |  | 15750 | 14047
| २६ u]h हेभी -०.४० / ०.४१ Pd= Pd=_ | बन्डल | 9400 | 9400 | 10340 | 10340 | 11285 | 13100 | 13600 | 13600 |  | 13755 | 12413.5
| Kn]g l;ट चौडा ३ फिट |  |  |  | 0 | 0 | 0 |  |  |  |  | 0
| २४ u]h ;fbf हेभी | /=dL= | 940 | 940 | 1035 | 115 | 125 | 128.125 | 132 | 132 |  | 134
| २६ u]h /+uLg हेभी | /=dL= | 991 | 991 | 1090 | 140 | 152 | 155.8 | 160 | 160 |  | 163
| फाइबर सिट | /=dL= |  | 170 | 185 | 180 | 196 | 200.9 | 210 | 210 |  | 210
| h] x"s | गोटा | 20 | 20 | 20 | 20 | 21 | 21.525 | 22 | 22 |  | 22
| laटुldg jf;/ | गोटा | 5 | 5 | 5 | 2 | 2 | 2.05 | 2.1 | 2.1 |  | 2
| ८ dL=dL gटjf]Nट | s]hL | 200 | 200 | 265 | 265 | 265 | 271.625 | 280 | 280 |  | 285
| H- Span जस्ता पाता (०.४० mm) | बन्डल |  |  |  |  | 17500 | 17937.5 | 18500 | 18500 |  | 18834
8 | UPVC Roofing |  |  | 0 | 0 | 0 | 0 | 0 | 0 | 0 |  | 0
| 3 MM Thick Composite Carbon Fibre UPVC Roofing Sheet (Weight 5.5 to 6 Kg/sq.m) with PMMA Coating including the cost of materials and labour and fixing and Fitting all complete | j=kmL | 159.5 | 159.5 | 159.5 | 159.5 | 159.5 | 163.4875 | 170 | 170 |  | 171
| 3 MM Thick Composite Carbon Fibre UPVC Roofing Sheet (Weight 5.5 to 6 Kg/sq.m) with PMMA Coating and glass fibre mesh (Tile Profile) | j=kmL | 150.15 | 150.15 | 150.15 | 150.15 | 150.15 | 153.9038 | 160 | 160 |  | 161
| 3 MM Thick Composite Carbon Fibre UPVC Ridge Cover Sheet (Regular Profile) | /= kmL6 | 399.63 | 399.63 | 399.63 | 399.63 | 399.63 | 409.6208 | 430 | 430 |  | 430
| 3 MM Thick Composite Carbon Fibre UPVC Ridge Sheet including the cost of materials and labour and fixing and Fitting all complete | /= kmL6 | 486.255 | 486.255 | 486.255 | 486.255 | 486.255 | 498.4114 | 520 | 520 |  | 523
| UPVC Door/Windows |  | 0 | 0 | 0 | 0 | 0 | 0 | 0 | 0 |  | 0
| UPVC Sliding Windows Frame (80/50mm), Sliding window sash (38/62mm) with net all complete inside 1.5 mm galvanized reinforcement, 5 mm clear glass (white colour) including the cost of materials and labour and fixing and fitting all complete | j=kmL | 589.05 | 589.05 | 625 | 625 | 625 | 640.625 | 670 | 670 |  | 672
| UPVC Door Frame (80/50mm), door frame 112/42 mm door sash 80*200mm pannel, inside 1.5 mm galvanized reinforcement, 5 mm clear glass (White colour) including the cost of materials and labour and fixing and fitting all complete | j=kmL | 605 | 605 | 725 | 725 | 725 | 743.125 | 770 | 770 |  | 780
| UPVC casement Window(60*72mm), sash inside 1.5 mm galvanized reinforcement, 5 mm clear glass (White colour) including the cost of materials and labour and fixing and fitting all complete | j=kmL | 605 | 605 | 625 | 625 | 625 | 640.625 | 670 | 670 |  | 672
| UPVC door Frame (60*58mm),Sash 102*60mm (Special), door pannel 18*200 mm, inside 1.5 mm galvanized reinforcement, 5 mm clear glass (White colour) including the cost of materials and labour and fixing and fitting all complete | j=kmL | 715 | 715 | 715 | 715 | 715 | 732.875 | 760 | 760 |  | 769
9 | cfNd"lgod km\]dsf] tof/L emofn, ढोsf lkmlटङ्ग ;lxt |  |  | 0 | 0 | 0 | 0 | 0 | 0 | 0 |  | 0
| Aluminium Sliding Window without ventilation with naturally anodized aluminium (section 101.6mm*44mm*1.5 mm) with 5mm th. clear glass and steel net including materials and labour and fixing and fitting all complete (Size >30 Sq. ft) | j=kmL | 561 | 561 | 561 | 561 | 561 | 589.05 | 615 | 615 |  | 618
| Aluminium Sliding Window with fixed ventilation with naturally anodized aluminium (section 101.6mm*44mm*1.5 mm) with 5mm th. clear glass and steel net including materials and labour and fixing and fitting all complete (Size >30 Sq. ft) | j=kmL | 594 | 594 | 594 | 594 | 594 | 623.7 | 650 | 650 |  | 654
| Aluminium Sliding Window with sliding ventilation with naturally anodized aluminium (section 101.6mm*44mm*1.5 mm) with 5mm th. clear glass and steel net including materials and labour and fixing and fitting all complete (Size >30 Sq. ft) | j=kmL | 632.5 | 632.5 | 632.5 | 632.5 | 632.5 | 664.125 | 690 | 690 |  | 697
| Aluminium Sliding Window without ventilation with naturally anodized aluminium (section 101.6mm*44mm*1.5 mm) with 5mm th. clear glass and steel net including materials and labour and fixing and fitting all complete (Size 20-30 Sq. ft) | j=kmL | 594 | 594 | 594 | 594 | 594 | 623.7 | 650 | 650 |  | 654
| Aluminium Sliding Window with fixed ventilation with naturally anodized aluminium (section 101.6mm*44mm*1.5 mm) with 5mm th. clear glass and steel net including materials and labour and fixing and fitting all complete (Size 20-30 Sq. ft) | j=kmL | 660 | 660 | 660 | 660 | 660 | 693 | 720 | 720 |  | 727
| Aluminium Sliding Window with sliding ventilation with naturally anodized aluminium (section 101.6mm*44mm*1.5 mm) with 5mm th. clear glass and steel net including materials and labour and fixing and fitting all complete (Size 20-30 Sq. ft) | j=kmL | 759 | 759 | 759 | 759 | 759 | 796.95 | 830 | 830 |  | 836
| Aluminium Swing Door with naturally anodized aluminium (section 101.6mm*44mm*1.5 mm) with 5mm th. clear glass including materials and labour and fixing and fitting all complete (Size > 21Sq. ft) | j=kmL | 660 | 660 | 660 | 660 | 660 | 693 | 720 | 720 |  | 727
| Aluminium Ventilation Louver with naturally anodized aluminium (section 101.6mm*44mm*1.5 mm) with 5mm th. clear glass including materials and labour and fixing and fitting all complete | j=kmL | 715 | 715 | 715 | 715 | 715 | 750.75 | 780 | 780 |  | 788
| Aluminium Partition with naturally anodized aluminium (section 62mm* 38mm* 1.5mm) with/without clear glass including materials and labour and fixing and fitting all complete | j=kmL | 396 | 396 | 396 | 396 | 396 | 415.8 | 430 | 430 |  | 436
10 | Stainless Steel / Stainless Steel Railing Indian standard |  |  | 0 | 0 | 0 | 0 | 0 | 0 | 0 |  | 0
| Stainless Steel pipe 1" Diameter | /= kmL6 | 84.7 | 84.7 | 84.7 | 84.7 | 84.7 | 88.935 | 93 | 93 |  | 93
| Stainless Steel pipe 1.5" Diameter | /= kmL6 | 114.95 | 114.95 | 114.95 | 114.95 | 114.95 | 120.6975 | 125 | 125 |  | 126
| Stainless Steel pipe 2" Diameter | /= kmL6 | 151.25 | 151.25 | 151.25 | 151.25 | 151.25 | 158.8125 | 165 | 165 |  | 166
| Stainless Steel Railing with 2" dia top, 1.5" dia middle and bottom pipe in 4 rows total, 2" dia posts at ~1m c/c finish clear height including the cost of materials and labour and fixing and ftting all complete | /= kmL6 | 1694 | 1694 | 1694 | 1694 | 1694 | 1778.7 | 1850 | 1850 |  | 1867
| Stainless Steel Railing with 2" dia top, 1" dia middle and bottom pipe in 4 rows total, 2" dia posts at ~1m c/c finish clear height including the cost of materials and labour and fixing and ftting all complete | /= kmL6 | 1391.5 | 1391.5 | 1391.5 | 1391.5 | 1391.5 | 1461.075 | 1500 | 1500 |  | 1534
| Stainless Steel Railing with 2" dia top, 1" dia middle and bottom pipe in 3 rows total, 2" dia posts at ~1m c/c finish clear height including the cost of materials and labour and fixing and ftting all complete | /= kmL6 | 1237.5 | 1237.5 | 1237.5 | 1237.5 | 1237.5 | 1299.375 | 1350 | 1350 |  | 1364
| Stainless Steel Railing with 1.5" dia top, 1" dia middle and bottom pipe in 3 rows total, 1.5" dia posts at ~1m c/c finish clear height including the cost of materials and labour and fixing and ftting all complete | /= kmL6 | 1089 | 1089 | 1089 | 1089 | 1089 | 1143.45 | 1200 | 1200 |  | 1200
11 | एम एस ब्लयाक पाईप/स्क्यार पाइप (NS) विभिन्न साइजको | s]=hL= | 100 | 100 | 130 | 130 | 130 | 140 | 130 | 130 |  | 147
12 | GI Chainlink 2"*2" (SWG 10) | Sqm | [5 empty] | 600 | 630 | 630 |  | 630
0

## Electric Items
च. गुल्मी जिल्लाको आ.व. २०८१/०८२ को लागि विद्युतीय सामाग्रीहरुको दररेट:-
s¦=;= | lgdf{०f ;fdfu¦Lx?sf] ljj/ण | k¦lt OsfO{ | :jLs[t b//]^ 073÷74 | स्वीकृत जिल्ला दररेट ०७४/०७५ | #REF! | जिल्ला दररेट ०७६/०७७ | जिल्ला दररेट ०७७/०७८ | जिल्ला दररेट ०७८/०७९ | जिल्ला दररेट ०८०/८१ | जिल्ला दररेट ०८१/८२
1 | laB'lto ;fdu¦Lx? |  |  |  | 0
A | Luminaires (Fixtures) |  |  |  | 0
| Accessories, screws, grips, Pvc tape, choke, starter, tube, bulbs, holder, flexible wire etc all complete. |  |  |  | 0 | [5 empty] | 105%
| Dome light 8" with heavy carier homedec or eqvt. | set | 423.5 | 423.5 | 445 | 445 | 445 | 445 | 467 | 467 | 467
| 1*40 watt tube light mirror optic wipro/philips HPF or eqvt. | set | 5197.5 | 5197.5 | 5460 | 5460 | 5460 | 5460 | 5733 | 5733 | 5733
| 2*40 watt mirror optic tube light wipro/philips HPF or eqvt. | set | 5296.5 | 5296.5 | 5565 | 5565 | 5565 | 5565 | 5843 | 5843 | 5843
| Mirror light decorative philips or eqvt. | set | 558.8 | 558.8 | 590 | 590 | 590 | 590 | 619 | 619 | 619
| Indicator light for O.T. room red & green color etc all complete | set | 75.9 | 75.9 | 80 | 80 | 80 | 80 | 84 | 84 | 84
| Electrical bell musical type of deferent sounds | set | 264 | 264 | 280 | 280 | 280 | 280 | 294 | 294 | 294
B | Fan/Exhaust fan |  |  |  | 0 |  |  | 0 | 0 | 0 | 0
| Acceessories nut, bolt, hook, clamp, regulator, flexible wire ect all complete. |  |  |  | 0 |  |  | 0 | 0 | 0 | 0
| 42" ceiling fan USHA or eqvt. | set | 2942.5 | 2942.5 | 3090 | 3090 | 3090 | 3090 | 3244 | 3244 | 3244
| 9" exhaust fan USHA or eqvt. | set | 2585 | 2585 | 2715 | 2715 | 2715 | 2715 | 2850 | 2850 | 2850
C | Socket, Switch, Junction Box |  |  |  | 0 |  |  | 0 | 0 | 0 | 0
| Accossories : metal box, xcrew, grips, pvc tape, etc all complete |  |  |  | 0 |  |  | 0 | 0 | 0 | 0
| 16/6 Amps combined S/xocketflush type | set | 269.5 | 269.5 | 285 | 285 | 285 | 285 | 299 | 299 | 299
| 1 gang 1,2 way switch philips or eqvt. | set | 228.8 | 228.8 | 245 | 245 | 245 | 245 | 257 | 257 | 257
| 2 gang 1,2 way switch philips or eqvt. | set | 246.4 | 246.4 | 260 | 260 | 260 | 260 | 273 | 273 | 273
| 3 gang 1,2 way switch philips or eqvt. | set | 539 | 539 | 570 | 570 | 570 | 570 | 598 | 598 | 598
| 4 gang 1,2 way switch philips or eqvt. | set | 552.2 | 552.2 | 580 | 580 | 580 | 580 | 609 | 609 | 609
| 5 gang 1,2 way switch philips or eqvt. | set | 764.5 | 764.5 | 805 | 805 | 805 | 805 | 845 | 845 | 845
| 6 gang 1,2 way switch philips or eqvt. | set | 797.5 | 797.5 | 840 | 840 | 840 | 840 | 882 | 882 | 882
| 1 gang one bell push philips or eqvt. | set | 211.2 | 211.2 | 225 | 225 | 225 | 225 | 236 | 236 | 236
| Junction box made of metal withcover size 6"*4" ect all complete | set | 128.7 | 128.7 | 140 | 140 | 140 | 140 | 147 | 147 | 147
D | Panel Board / DB |  |  |  | 0 |  |  | 0 | 0 | 0 | 0
| Accessories : screws, grips, nut, bolt, cu bus bar, earth bus bar, neutral bus bar, fuse, porcelin base, cu strip for connection, cable shoe, phase bar, pvc tape etc all complete |  |  |  | 0 |  |  | 0 | 0 | 0 | 0
| Panel board made of mild steel sheet double cover floor mount suitable color push type lock size 12*36*48" suitable for housing the following items all complete (space for 4 n. MCCB) | set | 21186 | 21186 | 22250 | 22250 | 22250 | 22250 | 23362 | 23362 | 23362
| 100A TP MCCB of standard company | no | 4943.4 | 4943.4 | 5195 | 5195 | 5195 | 5195 | 5454 | 5454 | 5454
| 40-50A TP MCCB of standard company | no | 4708 | 4708 | 4945 | 4945 | 4945 | 4945 | 5192 | 5192 | 5192
| Ammeter 0-500A | no | 588.5 | 588.5 | 620 | 620 | 620 | 620 | 651 | 651 | 651
| voltmeter 0-500V | no | 588.5 | 588.5 | 620 | 620 | 620 | 620 | 651 | 651 | 651
| CT coil of suitable ratio for panel board | no | 775.5 | 775.5 | 815 | 815 | 815 | 815 | 855 | 855 | 855
| Indicator lamp for fuse | no | 528 | 528 | 555 | 555 | 555 | 555 | 582 | 582 | 582
| selector switch | set | 528 | 528 | 555 | 555 | 555 | 555 | 582 | 582 | 582
| Distribution board 8 way TPN made of mild steel sheet double cover locable of approved company. Flush type etc. all complete | set | 3766.4 | 3766.4 | 3955 | 3955 | 3955 | 3955 | 4152 | 4152 | 4152
| 6,16,25 Amps sp MCCB of approved company for light and power circuit | no | 2354 | 2354 | 2475 | 2475 | 2475 | 2475 | 2598 | 2598 | 2598
| 40-63 Amps TP MCCB of approved company for main | no | 3531 | 3531 | 3710 | 3710 | 3710 | 3710 | 3895 | 3895 | 3895
| 6,16,25 Amps TP MCCB of approved company for main |  | 1294.7 | 1294.7 | 1360 | 1360 | 1360 | 1360 | 1428 | 1428 | 1428
E | Point Wiring/ Wires |  |  |  | 0 |  |  | 0 | 0 | 0 | 0
| Accessories : HDPE polythenepiep, screws, pvc, tape, grips, circular box etc all complete |  |  |  | 0 |  |  | 0 | 0 | 0 | 0
| 2*3/20 pvc cu, wire for light and fan point 1/2" HDPE polythene pipe | point | 395 | 395 | 415 | 415 | 415 | 415 | 435 | 435 | 435
| 2*7/22+1*3/22 pvc cu.wire for power point in 3/4" in HDPE polythene pipe | point | 630 | 630 | 665 | 665 | 665 | 665 | 698 | 698 | 698
| 2*7/20+1*3/22 pvc cu, wire with A/C socket in 3/4 in HDPE pokythene pipe for A/C etc all complete | point | 2247 | 2247 | 2360 | 2360 | 2360 | 2360 | 2478 | 2478 | 2478
| 10mm sq. 4 core unarmoured copper cable for DB in HDPE polythene pipe or through channel etc all complete | R.M. | 303 | 303 | 320 | 320 | 320 | 320 | 336 | 336 | 336
| 8 swg cu.wire in HDPE polythene pipe for earth continuty from panel board to DB etc all complete | R.M. | 68 | 68 | 75 | 75 | 75 | 75 | 78 | 78 | 78
F | Telecom system |  |  |  | 0 |  |  | 0 | 0 | 0 | 0
| Accessories: HDPE pipe screws, pvc tape grips etc all complete |  |  |  | 0 |  |  | 0 | 0 | 0 | 0
| 2 pair telephone cable for telephone point in 1/2" 920mm) polythene pipe | point | 403.7 | 403.7 | 403.7 | 403.7 | 403.7 | 403.7 | 423 | 423 | 423
| 5 pair telephone cable for main in (25mm) HDPE pipe from junction box to telephone DB | meter | 40.7 | 40.7 | 40.7 | 40.7 | 40.7 | 40.7 | 42 | 42 | 42
| 10 pair telephone cable for main (25mm) HDPe polythene pipe/cable tray | meter | 58.3 | 58.3 | 58.3 | 58.3 | 58.3 | 58.3 | 61 | 61 | 61
| 15 pair telephone cable for telephone point in 1/2" (20mm) polythene pipe | point | 77 | 77 | 77 | 77 | 77 | 77 | 80 | 80 | 80
| 20 pair telephone cable for telephone point in 1/2" (20mm) polythene pipe | point | 89.1 | 89.1 | 89.1 | 89.1 | 89.1 | 89.1 | 93 | 93 | 93
| Telephone socket north west or eqvt. | set | 498.3 | 498.3 | 498.3 | 498.3 | 498.3 | 498.3 | 523 | 523 | 523
| Telephone junction box 6"*8" made of mild steel sheet with connector flush type etc all complete | set | 179.3 | 179.3 | 179.3 | 179.3 | 179.3 | 179.3 | 188 | 188 | 188
| Main DB made mild steel sheet with connector flush type etc complete | set | 2493.7 | 2493.7 | 2493.7 | 2493.7 | 2493.7 | 2493.7 | 2618 | 2618 | 2618
| Matrix portion 308 EPABX systemexpandable 3 co line 8 single line extension, automatic STD, ISD lock call duration control external call forwardingor eqvt | set | 46926 | 46926 | 46926 | 46926 | 46926 | 46926 | 49272 | 49272 | 49272
G | Earthing |  |  |  | 0 |  |  | 0 | 0 | 0 | 0
| Earthing with cu.plate size 65cm*65cm*3.15mm with G.N. 8 copper wire for earth continuty from panel board to earthing site etc all complete | unit | 10395 | 10395 | 10915 | 10915 | 10915 | 10915 | 11460 | 11460 | 11460
H | laB'lto ;fdfu¦Lx? |  |  |  | 0 |  |  | 0 | 0 | 0 | 0
| kmnfdsf] Rofgn २*४*२ | s]=hL= | 210 | 210 | 210 | 210 | 210 | 210 | 220 | 220 | 220
| PËn kmnfdsf] २*२ | s]=hL= | 210 | 210 | 210 | 210 | 210 | 210 | 220 | 220 | 220
| kf]n SnfDk !–!÷@Æ kmnfdsf] | uf]6f | 270 | 270 | 300 | 300 | 300 | 300 | 315 | 315 | 315
| laleGg ;fOhsf] g6jf]N6 | s]=hL= | 225 | 225 | 250 | 250 | 250 | 250 | 262 | 262 | 262
| ^ lkm6sf] :6] /8 ;]6 | ;]6 | 1850 | 1850 | 2100 | 2100 | 2100 | 2100 | 2205 | 2205 | 2205
| :6] jfo/ &÷!@ SWG | s]=hL= | 220 | 220 | 245 | 245 | 245 | 245 | 257 | 257 | 257
| @)) A. Kit kat fuse | uf]6f | 3503 | 3503 | 3855 | 3855 | 3855 | 3855 | 4047 | 4047 | 4047
| #)) A. Kit kat fuse | uf]6f | 3503 | 3503 | 3855 | 3855 | 3855 | 3855 | 4047 | 4047 | 4047
| $)) A. Kit kat fuse | uf]6f | 3503 | 3503 | 3855 | 3855 | 3855 | 3855 | 4047 | 4047 | 4047
| %)) A. Kit kat fuse | uf]6f | 3503 | 3503 | 3855 | 3855 | 3855 | 3855 | 4047 | 4047 | 4047
| 6]i6/ | uf]6f | 130 | 130 | 145 | 145 | 145 | 145 | 152 | 152 | 152
| )=)% sq.in. ACSR s08S6/ | dL= | 65 | 52 | 56 | 60 | 60 | 60 | 63 | 63 | 63 | 3.5 | 120 | 0.01 | 264.6 | 14.7 |  |  | 18
| 11 KV XLPE Covered Conductor, 1 Core, 50 Sq mm | dL= | [7 empty] | 295
| ## s]=eL= lkgOG;'n]6/ | ;]6 | 1700 | 1700 | 1870 | 1870 | 1870 | 1870 | 1963 | 1963 | 1963
| !! s]=eL=6]G;g Sn}Dk | ;]6 | 1200 | 1200 | 1320 | 1320 | 1320 | 1320 | 1386 | 1386 | 1386
| l8=cfO/g ljy ;fO=OG;'= | ;]6 | 220 | 220 | 245 | 245 | 245 | 245 | 257 | 257 | 257
| !! s]=eL=l8S; OG;'n]6/ | uf]6f | 1600 | 1600 | 1760 | 1760 | 1760 | 1760 | 1848 | 1848 | 1848
| !! s]=eL=lkg OG;'n]6/ | ;]6 | 500 | 500 | 550 | 550 | 550 | 550 | 577 | 577 | 577
| )=)# sq.in. ACSR s08S6/ | dL= | 41 | 29 | 34 | 40 | 40 | 40 | 42 | 42 | 42 | 3.5 | 120 | 0.01 | 176.4 | 5.88 |  |  | 30
| !=( dL= qm; cfd{ | s]=hL= | 205 | 205 | 230 | 230 | 230 | 230 | 241 | 241 | 241
| cly{Ë kfOk | ;]6 | 5000 | 5000 | 5500 | 5500 | 5500 | 5500 | 5775 | 5775 | 5775
| :6] OG;'n]6/ *)Î%% | uf]6f | 118 | 118 | 130 | 130 | 130 | 130 | 136 | 136 | 136
| :6] OG;'n]6 -!!)Î&%_ | uf]6f | 150 | 150 | 165 | 165 | 165 | 165 | 173 | 173 | 173
| ०.१ sq in ACSR कन्डक्टर | uf]6f |  |  |  | 110 | 110 | 110 | 115 | 115 | 115
| * dL= sf7sf] kf]n | uf]6f | 4325 | 4325 | 4760 | 4760 | 4760 | 4760 | 4998 | 4998 | 4998
| ^ P= MCB | yfg | 203 | 203 | 225 | 225 | 225 | 225 | 236 | 236 | 236
| gf]h lknf; ^Æ | uf]6f | 754 | 754 | 755 | 755 | 755 | 755 | 792 | 792 | 792
| 5' stay set complete LT | सेट | 1670 | 1670 | 2100 | 2100 | 2100 | 2100 | 2205 | 2205 | 2205
| Binding wire alluminium | के.जी. | 720 | 720 | 795 | 795 | 795 | 795 | 834 | 834 | 834
| Pole clamp steel tubular pole | uf]6f | 255 | 255 | 285 | 285 | 285 | 285 | 299 | 299 | 299
| #) P (MCB ) (threePhase) | uf]6f | 7209 | 7209 | 7930 | 7930 | 7930 | 7930 | 8326 | 8326 | 8326
| %–#) P (Single Phase metre ) | yfg | 1245 | 1245 | 1370 | 1370 | 1370 | 1370 | 1438 | 1438 | 1438
| #÷@@ sk/ tf/ -lk=le=;L=_ | /f]n | 1376 | 1376 | 1515 | 1515 | 1515 | 1515 | 1590 | 1590 | 1590
| #÷@) sk/ tf/ -lk=le=;L=_ | /f]n | 2030 | 2030 | 2235 | 2235 | 2235 | 2235 | 2346 | 2346 | 2346
| &÷@@ sk/ tf/ -lk=le=;L=_ | /f]n | 2948 | 2948 | 3245 | 3245 | 3245 | 3245 | 3407 | 3407 | 3407
| &÷@) sk/ tf/ -lk=le=;L=_ | /f]n | 4488 | 4488 | 4940 | 4940 | 4940 | 4940 | 5187 | 5187 | 5187
| 6]lnkmf]g tf/ -lk=le=;L=_ | /f]n | 1769 | 1769 | 1950 | 1950 | 1950 | 1950 | 2047 | 2047 | 2047
| ^ dL=dL ;le{; s]jn (Concentric) | ld | 33 | 33 | 40 | 40 | 40 | 40 | 42 | 42 | 42
| Hitlink cable jointting out door | set | 25000 | 25000 | 25000 | 25000 | 25000 | 25000 | 26250 | 26250 | 26250
| Hitlink cable jointting in door | set | 25000 | 25000 | 25000 | 25000 | 25000 | 25000 | 26250 | 26250 | 26250
| 9 KV Lightening Arrester | Nos | 4600 | 4600 | 5500 | 5500 | 5500 | 5500 | 5775 | 5775 | 5775
| 33 KV Lightening Arrester | Nos | 3000 | 3000 | 7000 | 7000 | 7000 | 7000 | 7350 | 7350 | 7350
| 95 Mm XLPE Cable | meter | 430 | 430 | 475 | 475 | 475 | 475 | 498 | 498 | 498
| 120 Sq. Mm A.B.C cable | meter | 500 | 500 | 550 | 550 | 550 | 550 | 577 | 577 | 577
| ABC cable connecter | Nos | 150 | 150 | 400 | 400 | 400 | 400 | 420 | 420 | 420
| T jumper connecter | Nos | 2200 | 2200 | 3500 | 3500 | 3500 | 3500 | 3675 | 3675 | 3675
| Disc insulator | Nos | 500 | 500 | 950 | 950 | 950 | 950 | 997 | 997 | 997
| 33 kv pin insulator | Nos | 1000 | 1000 | 1200 | 1200 | 1200 | 1200 | 1260 | 1260 | 1260
| 11 Kv pin insulator with spindle | Nos | 600 | 600 | 660 | 660 | 660 | 660 | 693 | 693 | 693
| 8m long steel tubular pole | Nos | 15000 | 15100 | 16610 | 16610 | 16610 | 16610 | 17440 | 17440 | 17440 | #REF! | #REF! | 3.5 | 120 | #REF! | #REF! | #REF!
| 9m long steel tubular pole | Nos | 20000 | 22000 | 24200 | 24200 | 24200 | 24200 | 25410 | 25410 | 25410 | #REF! | #REF! | 3.5 | 120 | #REF! | #REF! | #REF!
| 10m long steel tubular pole | Nos | 25000 | 24000 | 26400 | 26400 | 26400 | 26400 | 27720 | 27720 | 27720 | #REF! | #REF! | 3.5 | 120 | #REF! | #REF! | #REF!
| 11m long steel tubular pole | Nos | 27000 | 26200 | 28820 | 28820 | 28820 | 28820 | 30261 | 30261 | 30261 | #REF! | #REF! | 3.5 | 120 | #REF! | #REF! | #REF!
| 11kv do fuse cutout | Nos | 2000 | 2000 | 2200 | 2200 | 2200 | 2200 | 2310 | 2310 | 2310
| 1A Ht link fuse | Nos | 130 | 130 | 145 | 145 | 145 | 145 | 152 | 152 | 152
| 10 A Ht link fuse | Nos | 130 | 130 | 145 | 145 | 145 | 145 | 152 | 152 | 152
| 20A link fuse | Nos | 130 | 130 | 145 | 145 | 145 | 145 | 152 | 152 | 152
| 100 A fuse wire | kg | 4000 | 4000 | 4400 | 4400 | 4400 | 4400 | 4620 | 4620 | 4620
| 1.5 A link fuse | Nos | 125 | 125 | 140 | 140 | 140 | 140 | 147 | 147 | 147
| 2.5 A link frse | Nos | 130 | 130 | 145 | 145 | 145 | 145 | 152 | 152 | 152
| 150 A fuse wire | kg | 3600 | 3600 | 3960 | 3960 | 3960 | 3960 | 4158 | 4158 | 4158
| 5A link fuse | Nos | 120 | 120 | 135 | 135 | 135 | 135 | 141 | 141 | 141
| 2A HRC fuse | Nos | 320 | 320 | 355 | 355 | 355 | 355 | 372 | 372 | 372
| 6A HRC fuse | Nos | 400 | 400 | 440 | 440 | 440 | 440 | 462 | 462 | 462
| 4A HRC fuse | Nos | 300 | 300 | 330 | 330 | 330 | 330 | 346 | 346 | 346
| 200A HRC wire | kg | 4000 | 4000 | 4400 | 4400 | 4400 | 4400 | 4620 | 4620 | 4620
| 15A link fuse | Nos | 130 | 130 | 145 | 145 | 145 | 145 | 152 | 152 | 152
| 25 A Bottom type link fuse | Nos | 130 | 130 | 145 | 145 | 145 | 145 | 152 | 152 | 152
| 12.5 a link fuse | Nos | 130 | 130 | 145 | 145 | 145 | 145 | 152 | 152 | 152
| 100 A fuse wire | kg | 4000 | 4000 | 4400 | 4400 | 4400 | 4400 | 4620 | 4620 | 4620
| 150A fuse wire | kg | 4500 | 4500 | 4950 | 4950 | 4950 | 4950 | 5197 | 5197 | 5197
| 160 A MCCB | Nos | 9000 | 9000 | 9900 | 9900 | 9900 | 9900 | 10395 | 10395 | 10395
| 100 A MCCB | Nos | 12300 | 12300 | 13530 | 13530 | 13530 | 13530 | 14206 | 14206 | 14206
| 200 A MCCB | Nos | 2400 | 2400 | 2640 | 2640 | 2640 | 2640 | 2772 | 2772 | 2772
| 100 A MCCB single pole | Nos | 12500 | 12500 | 13750 | 13750 | 13750 | 13750 | 14437 | 14437 | 14437
| D-iron shakle insulator | Nos | 200 | 200 | 220 | 220 | 220 | 220 | 231 | 231 | 231
| 11kv dead end set | Set | 350 | 350 | 385 | 385 | 385 | 385 | 404 | 404 | 404
| cuppet Earthing rod | Nos | 3300 | 3300 | 3630 | 3630 | 3630 | 3630 | 3811 | 3811 | 3811
| Nut Bolt kg | kg | 225 | 225 | 250 | 250 | 250 | 250 | 262 | 262 | 262
| nut boly 8" full thread | kg | 250 | 250 | 275 | 275 | 275 | 275 | 288 | 288 | 288
| Rechargable led search led light | Nos | 8500 | 8500 | 9350 | 9350 | 9350 | 9350 | 9817 | 9817 | 9817
| conductor cutter | Nos | 11865 | 11865 | 13055 | 13055 | 13055 | 13055 | 13707 | 13707 | 13707
| Transformer bush connector | Nos | 1200 | 1200 | 1320 | 1320 | 1320 | 1320 | 1386 | 1386 | 1386
| single phase meter box | Nos | 900 | 900 | 990 | 990 | 990 | 990 | 1039 | 1039 | 1039
| cupper Earthing rod | Nos | 3500 | 3500 | 3850 | 3850 | 3850 | 3850 | 4042 | 4042 | 4042
| stay set it com | Set | 1850 | 1850 | 2100 | 2100 | 2100 | 2100 | 2205 | 2205 | 2205
| Stay wire 7/12 | kg | 220 | 220 | 245 | 245 | 245 | 245 | 257 | 257 | 257
| single phase MCB 6 A | Nos | 250 | 250 | 275 | 275 | 275 | 275 | 288 | 288 | 288
| Pole clamp | Nos | 280 | 280 | 310 | 310 | 310 | 310 | 325 | 325 | 325
| Stay inaulator | Nos | 170 | 170 | 190 | 190 | 190 | 190 | 199 | 199 | 199
| cupper earthing wire | kg | 2100 | 2100 | 2310 | 2310 | 2310 | 2310 | 2425 | 2425 | 2425
| Earthing jumper connector | Set | 40000 | 40000 | 44000 | 44000 | 44000 | 44000 | 46200 | 46200 | 46200
| 300A cut out | Nos | 3503 | 3503 | 3855 | 3855 | 3855 | 3855 | 4047 | 4047 | 4047
| Fire Exting gijar | Nos | 12500 | 12500 | 13750 | 13750 | 13750 | 13750 | 14437 | 14437 | 14437
| Dshakle | Nos | 2500 | 2500 | 2750 | 2750 | 2750 | 2750 | 2887 | 2887 | 2887
| channel 2400 mm with redoxide painting | के.जी. | 4750 | 4750 | 5700 | 182 | 182 | 182 | 191 | 191 | 191
| channel 1800 mm with redoxide painting | के.जी. | 3400 | 3400 | 4080 | 182 | 182 | 182 | 191 | 191 | 191
| channel 300 mm with redoxide painting | के.जी. | 600 | 600 | 720 | 182 | 182 | 182 | 191 | 191 | 191
| channel 1200 mm with redoxide painting | के.जी. | 2400 | 2400 | 2880 | 182 | 182 | 182 | 191 | 191 | 191
| channel 3300 mm with redoxide painting | के.जी. | 6500 | 6500 | 7800 | 182 | 182 | 182 | 191 | 191 | 191
| channel 600 mm with redoxide painting | के.जी. | 12000 | 12000 | 14400 | 182 | 182 | 182 | 191 | 191 | 191
| 400 A cutout | Nos | 3504 | 3504 | 3855 | 3855 | 3855 | 3855 | 4047 | 4047 | 4047
| Aluminimum binding wire | kg | 1300 | 1300 | 1430 | 1430 | 1430 | 1430 | 1501 | 1501 | 1501
| 11Kv Disconnecting Switch | Set | 2500 | 2500 | 2875 | 2875 | 2875 | 2875 | 3018 | 3018 | 3018
| 33Kv Disconnecting Switch | Set | 2500 | 2500 | 2875 | 2875 | 2875 | 2875 | 3018 | 3018 | 3018
| 2 core wire Seperator PVC | Nos | 240 | 240 | 280 | 280 | 280 | 280 | 294 | 294 | 294
| 3 core wire Seperator PVC | Nos | 340 | 340 | 395 | 395 | 395 | 395 | 414 | 414 | 414
| 2 m long wire toochan rope | Nos | 9980 | 9980 | 11480 | 11480 | 11480 | 11480 | 12054 | 12054 | 12054
| pg clamp two nut heavy type | Nos | 900 | 900 | 1035 | 1035 | 1035 | 1035 | 1086 | 1086 | 1086
| phg clamp medium | Nos |  |  | 0 | 0 | 0 | 0 | 0 | 0 | 0
| Earthing jumper | Nos | 25000 | 25000 | 28750 | 28750 | 28750 | 28750 | 30187 | 30187 | 30187
| Breather 100 Grm | Nos | 2800 | 2800 | 3220 | 3220 | 3220 | 3220 | 3381 | 3381 | 3381
| pole clamp | Nos | 260 | 260 | 300 | 300 | 300 | 300 | 315 | 315 | 315
| 11kv line tester | Nos | 10000 | 10000 | 11500 | 11500 | 11500 | 11500 | 12075 | 12075 | 12075
| 33kv line tester | Nos | 14000 | 14000 | 16100 | 16100 | 16100 | 16100 | 16905 | 16905 | 16905
| Digital multi meter | Nos | 12500 | 12500 | 14375 | 14375 | 14375 | 14375 | 15093 | 15093 | 15093
| 11 kv hand gloves | Nos | 1600 | 1600 | 1840 | 1840 | 1840 | 1840 | 1932 | 1932 | 1932
| 33 kv hand gloves | Nos | 2300 | 2300 | 2645 | 2645 | 2645 | 2645 | 2777 | 2777 | 2777
| safety helmet | Nos | 2400 | 2400 | 2760 | 2760 | 2760 | 2760 | 2898 | 2898 | 2898
| 500 A cutout | Nos | 3503 | 3503 | 4030 | 4030 | 4030 | 4030 | 4231 | 4231 | 4231
| digital clamp tester | Nos | 25000 | 25000 | 28750 | 28750 | 28750 | 28750 | 30187 | 30187 | 30187
| digital clamp meter | Nos | 25000 | 25000 | 28750 | 28750 | 28750 | 28750 | 30187 | 30187 | 30187
| Transformer oil | liter | 200 | 200 | 230 | 230 | 230 | 230 | 241 | 241 | 241
| safety belt | Nos | 12450 | 12450 | 14320 | 14320 | 14320 | 14320 | 15036 | 15036 | 15036
| sealkajel | Nos | 1600 | 1600 | 1840 | 1840 | 1840 | 1840 | 1932 | 1932 | 1932
I | Solar System |  |  |  | 0 | 0 | 0 | 0 | 0 | 0 | 0
| Solar PV module |  |  |  | 0 | 0 | 0 | 0 | 0 | 0 | 0
| 10 watt solar set | set | 8000 | 8000 | 8000 | 8000 | 8000 | 8000 | 8400 | 8400 | 8400
| 20 watt solar set | set | 13500 | 13500 | 13500 | 13500 | 13500 | 13500 | 14175 | 14175 | 14175
| 40 watt solar set | set | 22000 | 22000 | 22000 | 22000 | 22000 | 22000 | 23100 | 23100 | 23100
| 60 watt solar set | set | 37000 | 37000 | 37000 | 37000 | 37000 | 37000 | 38850 | 38850 | 38850
| 80 watt solar set | set | 45000 | 45000 | 45000 | 45000 | 45000 | 45000 | 47250 | 47250 | 47250
| 100 watt solar set | set | 58000 | 58000 | 58000 | 58000 | 58000 | 58000 | 60900 | 60900 | 60900 | 17.6991
| 150 watt solar set | set | 700000 | 700000 | 700000 | 700000 | 700000 | 700000 | 735000 | 735000 | 735000
J | Solar Street Light |  |  |  | 0 |  |  | 0 | 0 | 0 | 0
| Solar PV module | 1 wp | 130 | 130 | 130 | 130 | 130 | 130 | 136 | 136 | 136
| Battery 12 V/100 Ah tubular | Nos | 31000 | 31000 | 31000 | 31000 | 31000 | 31000 | 32550 | 32550 | 32550
| Charge controller 12 V, 5 A with dusk to down function | Nos | 5000 | 5000 | 5000 | 5000 | 5000 | 5000 | 5250 | 5250 | 5250
| Lamp 40 watt | Nos | 16000 | 16000 | 16000 | 16000 | 16000 | 16000 | 16800 | 16800 | 16800
| Lamp 20 watt | Nos | 13000 | 13000 | 13000 | 13000 | 13000 | 13000 | 13650 | 13650 | 13650
| Single arm galvanised pole with lightening arm and battery box | Nos | 28000 | 28000 | 28000 | 28000 | 28000 | 28000 | 29400 | 29400 | 29400
| After sale service | Nos | 5000 | 5000 | 5000 | 5000 | 5000 | 5000 | 5250 | 5250 | 5250
| 75 Ah tubular battery | Nos | 25000 | 25000 | 25000 | 25000 | 25000 | 25000 | 26250 | 26250 | 26250
K | Transformer | [6 empty] | 0 | 0 | 0 | 0
| 25 KVA Transformer 11/0.4 KV | Nos |  | 250000 | 257500 | 300000 | 300000 | 300000 | 315000 | 315000 | 315000
| 25 KVA Transformer 33/0.4 KV | Nos |  | 350000 | 360500 | 375000 | 375000 | 375000 | 393750 | 393750 | 393750
| 50 KVA Transformer 11/0.4 KV | Nos |  | 355000 | 365700 | 450000 | 450000 | 450000 | 472500 | 472500 | 472500
| 50 KVA Transformer 33/0.4 KV | Nos |  | 505000 | 520200 | 550000 | 550000 | 550000 | 577500 | 577500 | 577500
| 100 KVA Transformer 11/0.4 KV | Nos |  | 525000 | 540800 | 600000 | 600000 | 600000 | 630000 | 630000 | 630000
| 100 KVA Transformer 33/0.4 KV | Nos |  | 675000 | 695300 | 750000 | 750000 | 750000 | 787500 | 787500 | 787500
| 125 KVA Transformer 11/0.4 KV | Nos |  | 603000 | 621100 | 621100 | 621100 | 621100 | 652155 | 652155 | 652155
| 125 KVA Transformer 33/0.4 KV | Nos |  | 766000 | 789000 | 789000 | 789000 | 789000 | 828450 | 828450 | 828450
| 150 KVA Transformer 11/0.4 KV | Nos |  | 675000 | 695300 | 695300 | 695300 | 695300 | 730065 | 730065 | 730065
| 150 KVA Transformer 33/0.4 KV | Nos |  | 850000 | 875500 | 875500 | 875500 | 875500 | 919275 | 919275 | 919275
| 200 KVA Transformer 11/0.4 KV | Nos |  | 850000 | 875500 | 875500 | 875500 | 875500 | 919275 | 919275 | 919275
| 200 KVA Transformer 33/0.4 KV | Nos |  | 990000 | 1019700 | 1019700 | 1019700 | 1019700 | 1070685 | 1070685 | 1070685
| 250 KVA Transformer 11/0.4 KV | Nos |  | 950000 | 978500 | 978500 | 978500 | 978500 | 1027425 | 1027425 | 1027425
| 250 KVA Transformer 33/0.4 KV | Nos |  | 1090000 | 1122700 | 1122700 | 1122700 | 1122700 | 1178835 | 1178835 | 1178835
L | Metal junction box | [6 empty] | 0 | 0 | 0 | 0
| 4"x4" metal junction box | set |  |  |  | 100 | 100 | 100 | 105 | 105 | 105
| 4"x6" metal junction box | set |  |  |  | 150 | 150 | 150 | 157 | 157 | 157
| 6"x8" metal junction box | set |  |  |  | 237 | 237 | 237 | 248 | 248 | 248
M | PVC junction box | [6 empty] | 0 | 0 | 0 | 0
| 4"x4" PVC junction box | set |  |  |  | 31 | 31 | 31 | 32 | 32 | 32
| 4"x6" PVC junction box | set |  |  |  | 46 | 46 | 46 | 48 | 48 | 48
| 6"x8" PVC junction box | set |  |  |  | 67 | 67 | 67 | 70 | 70 | 70
1 | Wall lamp | set |  |  |  | 361 | 361 | 361 | 379 | 379 | 379
2 | 48" ceiling fan | set |  |  |  | 2318 | 2318 | 2318 | 2433 | 2433 | 2433
3 | 16" wall fan | set |  |  |  | 2833 | 2833 | 2833 | 2974 | 2974 | 2974
4 | 12" exhaust fan | set |  |  |  | 2575 | 2575 | 2575 | 2703 | 2703 | 2703
5 | 3 watt round/square, recess/surface mount, energy-efficient back-lit diffused LED downlights made of a high efficient die-cast aluminum housing with a luminous efficacy of not less than 95 lm/watt or lumninous flux not less than 285lm. Wipro, Fiam, Philips or equivalent, etc all complete. | Set |  |  |  | 487.88 | 487.88 | 487.88 | 512 | 512 | 512
6 | 6 watt round/square, recess/surface mount, energy-efficient back-lit diffused LED downlights made of a high efficient die-cast aluminum housing with a luminous efficacy of not less than 95 lm/watt or lumninous flux not less than 570lm. Wipro, Fiam, Philips or equivalent, etc all complete. | Set |  |  |  | 606.33 | 606.33 | 606.33 | 636 | 636 | 636
7 | 12 watt round/square, recess/surface mount, energy-efficient back-lit diffused LED downlights made of a high efficient die-cast aluminum housing with a luminous efficacy of not less than 95 lm/watt or lumninous flux not less than 1140lm. Wipro, Fiam, Philips or equivalent, etc all complete. | Set |  |  |  | 760.43 | 760.43 | 760.43 | 798 | 798 | 798
8 | 18 Watt, 4 ft. long Batten LED Light, with high efficient led having an acrylic cover/diffuser and a luminous efficacy of not less than 95 lm/watt or lumninous flux not less than 1710lm. Wipro, Fiam, Philips, or equivalent, etc all complete. | Set |  |  |  | 606.33 | 606.33 | 606.33 | 636 | 636 | 636
9 | 20 Watt back-lit LED Recessed/Surface Luminaire, suitable for 300 X 300 module and which is enclosed with high efficient flat PMMA low glare diffuser, with a luminous efficacy of not less than 95 lm/watt or lumninous flux not less than 1900lm. Wipro, Fiam, Philips or equivalent, etc all complete. | Set |  |  |  | 2407.23 | 2407.23 | 2407.23 | 2527 | 2527 | 2527
10 | 40 Watt back-lit LED Recessed/Surface Luminaire, suitable for 600 X 600 module and which is enclosed with high efficient flat PMMA low glare diffuser, with a luminous efficacy of not less than 95 lm/watt or lumninous flux not less than 3800lm. Wipro, Fiam, Philips or equivalent, etc all complete. | Set |  |  |  | 4694.58 | 4694.58 | 4694.58 | 4929 | 4929 | 4929
11 | 5-9 Watt Led Slim Fit Mirror Lamp, having a luminous efficacy of not less than 80lm/watt, Wipro, Fiam, Philips, etc all complete. | Set |  |  |  | 1334.28 | 1334.28 | 1334.28 | 1400 | 1400 | 1400
12 | 5 Watt Led Weather Proof Bulkhead Lamp, having a luminous efficacy of not less than 80lm/watt, Wipro, Fiam, Philips, etc all complete. | Set |  |  |  | 1334.28 | 1334.28 | 1334.28 | 1400 | 1400 | 1400
13 | 5 Watt Led Decorative Wall Lamp, having a luminous efficacy of not less than 80lm/watt, Wipro, Fiam, Philips, etc all complete. | Set |  |  |  | 1334.28 | 1334.28 | 1334.28 | 1400 | 1400 | 1400

## Sanitary
छ. गुल्मी जिल्लाको आ.व. २०८१/०८२ को लागि स्यानिटरी सामाग्रीहरुको दररेट:-
क़ | lgdf{)f ;fdfu¦Lx?sf] ljj/)f | k¦lt OsfO{ | :jLs[t b//]^ 073÷74 | स्वीकृत जिल्ला दररेट ०७४/०७५ | #REF! | जिल्ला दररेट ०७७/०७८ | जिल्ला दररेट ०७८/०७९ | जिल्ला दररेट ०७९/०८० | जिल्ला दररेट ०८०/८१ | जिल्ला दररेट ०८१/८२
1 | jfy÷टjfOn]टsf nfuL cfjZos ;fdfu¦Lx? |  |  | 0 | 0 | [5 empty] | 105%
| 16" x 22" सादा Kofg;]ट -OlGडog plड;f_ वा सो सरह | ;]ट | 715 | 715 | 715 | 715 | 715 | 900 | 945 | 945 | 945
| 16" x 22" रंगिन Kofg;]ट -OlGडog plड;f_ वा सो सरह | ;]ट |  | 765 | 765 | 765 | 765 | 950 | 997 | 997 | 997
| sdf]ड Un]h ;fwf/ण (se/ tyf lkmlटङ्ग ;lxt) | गोटा | 5500 | 6000 | 6000 | 6000 | 6000 | 6000 | 6300 | 6300 | 6300
| क़ | गोटा | 19250 | 19250 | 19250 | 19250 | 19250 | 19250 | 20212 | 20212 | 20212
| o'l/gn -k"?ifsf] nfuL_ १०'' X १२'' | गोटा | 1650 | 1800 | 1800 | 1800 | 1800 | 1800 | 1890 | 1890 | 1890
| o'l/gn -k"?ifsf] nfuL_ १२'' X २४'' | गोटा |  | 4500 | 4500 | 4500 | 4500 | 4500 | 4725 | 4725 | 4725
| o'l/gn -dlxnfsf] nfuL_ | गोटा | 1870 | 3500 | 3500 | 3500 | 3500 | 3500 | 3675 | 3675 | 3675
| 12" x 18" jf; j]l;g -;]/fdLs_ | गोटा | 990 | 990 | 990 | 990 | 990 | 990 | 1039 | 1039 | 1039
| 16Æ x 22Æ jf; j]l;g -;]/fdLs_ | गोटा | 1320 | 1320 | 1320 | 1320 | 1320 | 1320 | 1386 | 1386 | 1386
| १६Æ x २०Æ jf; j]l;g -;]/fdLs_ | गोटा | 1100 | 1100 | 1100 | 1100 | 1100 | 1100 | 1155 | 1155 | 1155
| Wash Basin with Pedestal (16'' x 22'') | गोटा |  |  | 6500 | 6500 | 6500 | 6500 | 6825 | 6825 | 6825
| sg{/ j]l;g १२Æ x १५Æ -;]/fdLs_ | गोटा | 1100 | 1100 | 1100 | 1100 | 1100 | 1100 | 1155 | 1155 | 1155
| cf]en j]l;g -;]/fdLs_ | गोटा | 1650 | 2000 | 2000 | 2000 | 2000 | 2000 | 2100 | 2100 | 2100
| १/२" Jof; jf; j]l;g sg]Szg kfOk १२Æ | गोटा | 110 | 110 | 110 | 110 | 110 | 110 | 115 | 115 | 115
| १/२" Jof; jf; j]l;g sg]Szg kfOk २४Æ | गोटा |  | 220 | 220 | 220 | 220 | 220 | 231 | 231 | 231
| 1/2" Jof; jf; j]l;g sg]Szg kfOk ३६Æ | गोटा |  | 320 | 320 | 320 | 320 | 320 | 336 | 336 | 336
| 1/2" lh=cfO{ lgKkn -१२ dL=dL= nfdf] ६ dL=dL= /ड j]lNडङ्ग ;lxt_ | गोटा | 82.5 | 82.5 | 82.5 | 82.5 | 82.5 | 82.5 | 86 | 86 | 86
| 1" lh=cfO{ lgKkn -१२ dL=dL= nfdf] ६ dL=dL= /ड j]lNडङ्ग ;lxt_ | गोटा | 132 | 132 | 132 | 132 | 132 | 132 | 138 | 138 | 138
| lsrg l;+s |  |  | 0 | 0 | 0 | 0 |  | 0 | 0 | 0
| :टLn (१६" * १८") d]lडod डo"टL | गोटा | 3000 | 3000 | 3000 | 3000 | 3000 | 3000 | 3150 | 3150 | 3150
| :टLn (२४" * १८") d]lडod डo"टL | गोटा | 3200 | 3200 | 3200 | 3200 | 3200 | 3200 | 3360 | 3360 | 3360
| :टLn (३७" * १८") d]lडod डo"टL | गोटा | 3500 | 3500 | 3500 | 3500 | 3500 | 3500 | 3675 | 3675 | 3675
| ;fj/ l;= lk= | गोटा | 750 | 750 | 750 | 750 | 750 | 750 | 787 | 787 | 787
| टाj]n /ड x]eL :टLn | गोटा | 350 | 350 | 350 | 350 | 350 | 350 | 367 | 367 | 367
| टाj]n /ड ;fwf/ण :टLn | गोटा | 175 | 175 | 175 | 175 | 175 | 175 | 183 | 183 | 183
| ;f]ks]; ;fwf/ण | गोटा | 120 | 120 | 120 | 120 | 120 | 120 | 126 | 126 | 126
| ;f]ks]; /fd¦f] | गोटा | 275 | 275 | 275 | 275 | 275 | 275 | 288 | 288 | 288
| km]G;L P]gf 16" x 22" | गोटा | 400 | 400 | 400 | 400 | 400 | 400 | 420 | 420 | 420
| Bib Cock (Short Body) | गोटा |  |  | 1200 | 1200 | 1200 | 1200 | 1260 | 1260 | 1260
| Bib Cock (Long Body) | गोटा |  |  | 1650 | 1650 | 1650 | 1650 | 1732 | 1732 | 1732
| Concealed Cock | गोटा |  |  | 1650 | 1650 | 1650 | 1650 | 1732 | 1732 | 1732
| Sink Mixture (Baby Washing) | गोटा |  |  | 4850 | 4850 | 4850 | 4850 | 5092 | 5092 | 5092
| Basin Mixture (Baby Washing) | गोटा |  |  | 4850 | 4850 | 4850 | 4850 | 5092 | 5092 | 5092
2 | टाon tyf dfj{n |  |  | 0 | 0 | 0 | 0 |  | 0 | 0 | 0
| Un]h टाon -ef/tLo_ |  |  | 0 | 0 | 0 | 0 |  | 0 | 0 | 0
| 12" x 8" ;fOh -jfn_ | पेटी (१० व.फीट) | 88 | 88 | 880 | 880 | 880 | 880 | 924 | 924 | 924
| 12" x 1२" ;fOh -kmnf]/_ | पेटी (१० व.फीट) | 1045 | 1045 | 1045 | 1045 | 1045 | 1045 | 1097 | 1097 | 1097
| 2'x2' ;fOh -kmnf]/_ | j=kmLट= | 125 | 125 | 125 | 125 | 125 | 125 | 131 | 131 | 131
| df]hfOs टाOn km]G;L | j=kmL | 88 | 88 | 88 | 88 | 88 | 88 | 92 | 92 | 92
| df]hfOs टाOn ;fwf/ण | j=kmL | 55 | 55 | 55 | 55 | 55 | 55 | 57 | 57 | 57
| u¦]gfOट | j=kmL | 385 | 385 | 385 | 385 | 385 | 385 | 404 | 404 | 404
| dfj{n १५ ld=ld= afSnf] | j=kmL= | 265 | 265 | 265 | 265 | 265 | 265 | 278 | 278 | 278
| qm]hL dfj{n | s]hL | 38.5 | 38.5 | 38.5 | 38.5 | 38.5 | 38.5 | 40 | 40 | 40
| lrK; | s]hL | 18 | 18 | 18 | 18 | 18 | 18 | 18 | 18 | 18
| jfट/k¦"km sDkfण्pण्ड | s]hL | 60.5 | 60.5 | 60.5 | 60.5 | 60.5 | 60.5 | 63 | 63 | 63
| k"lटg | s]hL | 67.5 | 67.5 | 67.5 | 67.5 | 67.5 | 67.5 | 70 | 70 | 70
3 | Uof; uLh/ ;Dk"ण{ lkmटिङ्ग ;lxt -l;lnण्डर / afx]s_ | ;]^ | 9000 | 9000 | 9000 | 9000 | 9000 | 9000 | 9450 | 9450 | 9450
4 | स्टिल टंकी (पन्चकन्या वा सो सरह) | १००० लि. |  |  |  | 19000 | 19000 | 19000 | 19950 | 19950 | 19950
5 | HDPE Double wall Corrugated Pipes (DWC-HDPE) | [9 empty] | 0
5.1 | 100 mm dia | r.m. |  |  |  | 500 | 500 | 500 | 525 | 525 | 525
5.2 | 150 mm dia | r.m. |  |  |  | 1000 | 1000 | 1000 | 1050 | 1050 | 1050
5.3 | 200 mm dia | r.m. |  |  |  | 1500 | 1500 | 1500 | 1575 | 1575 | 1575
5.4 | 250 mm dia | r.m. |  |  |  | 1900 | 1900 | 1900 | 1995 | 1995 | 1995
5.5 | 300 mm dia | r.m. |  |  |  | 3160 | 3160 | 3160 | 3318 | 3318 | 3318
5.6 | 400 mm dia | r.m. |  |  |  | 4070 | 4070 | 4070 | 4273 | 4273 | 4273
5.7 | 500 mm dia | r.m. |  |  |  | 4860 | 4860 | 4860 | 5103 | 5103 | 5103
5.8 | 600 mm dia | r.m. |  |  |  | 8370 | 8370 | 8370 | 8788 | 8788 | 8788
5.9 | 800 mm dia | r.m. |  |  |  | 13875 | 13875 | 13875 | 14568 | 14568 | 14568
6 | 1000 mm dia | r.m. |  |  |  | 20900 | 20900 | 20900 | 21945 | 21945 | 21945
6.1 | White glazed porcelin clay(68*30)cm division plate | set |  |  |  | 1690 | 1690 | 1690 | 1774 | 1774 | 1774
6.2 | White glazed 10 lit cistern complete set(Internal part of cistern PVC) | set |  |  |  | 3559 | 3559 | 3559 | 3736 | 3736 | 3736
6.3 | PVC Cistern single flush | set |  |  |  | 1973 | 1973 | 1973 | 2071 | 2071 | 2071
6.4 | PVC Cistern Deluxe single flush | set |  |  |  | 2204 | 2204 | 2204 | 2314 | 2314 | 2314
6.5 | PVC Cistern Dual flush 6/3 lit cistern complete set | set |  |  |  | 2966 | 2966 | 2966 | 3114 | 3114 | 3114
6.6 | 32mm PVC bottle trap | ps |  |  |  | 473 | 473 | 473 | 496 | 496 | 496
6.7 | Stainless steeel angle valve | ps |  |  |  | 827 | 827 | 827 | 868 | 868 | 868
6.8 | Stainless steeel two way angle valve | ps |  |  |  | 1157 | 1157 | 1157 | 1214 | 1214 | 1214
6.9 | 10 lit electric water gyser | set |  |  |  | 10914 | 10914 | 10914 | 11459 | 11459 | 11459
7 | 25 lit electric water gyser | set |  |  |  | 16826 | 16826 | 16826 | 17667 | 17667 | 17667
7.1 | 35 lit electric water gyser | set |  |  |  | 20919 | 20919 | 20919 | 21964 | 21964 | 21964
7.2 | 50 lit electric water gyser | set |  |  |  | 25011 | 25011 | 25011 | 26261 | 26261 | 26261
7.3 | gas water gyser with cylinder | set |  |  |  | 8200 | 8200 | 8200 | 8610 | 8610 | 8610
7.4 | 500 lit PVC water Tank | nos |  |  |  | 5150 | 5150 | 5150 | 5407 | 5407 | 5407
7.5 | 1000 lit PVC water Tank | nos |  |  |  | 10300 | 10300 | 10300 | 10815 | 10815 | 10815
7.6 | 2000 lit PVC water Tank | nos |  |  |  | 20600 | 20600 | 20600 | 21630 | 21630 | 21630
7.7 | European Pattern C.P. Grab Bar | [7 empty] | 0 | 0 | 0
7.8 | 30cm long bend type | nos |  |  |  | 5360 | 5360 | 5360 | 5628 | 5628 | 5628
7.9 | 45cm long bend type | nos |  |  |  | 5613 | 5613 | 5613 | 5893 | 5893 | 5893
8 | 60cm long bend type | nos |  |  |  | 7188 | 7188 | 7188 | 7547 | 7547 | 7547
8.1 | 600-900mm Grab bar | set |  |  |  | 6062 | 6062 | 6062 | 6365 | 6365 | 6365
8.2 | 7.5 cm shower rose(rvolving type) | nos |  |  |  | 906 | 906 | 906 | 951 | 951 | 951
8.3 | 10 cm shower rose(rvolving type) | nos |  |  |  | 1020 | 1020 | 1020 | 1071 | 1071 | 1071
8.4 | C.P. Bottle trap | nos |  |  |  | 647 | 647 | 647 | 679 | 679 | 679
8.5 | C.P. Toilet paper holder | nos |  |  |  | 929 | 929 | 929 | 975 | 975 | 975
8.6 | Scrub sink 1.2 | set |  |  |  | 53000 | 53000 | 53000 | 55650 | 55650 | 55650
8.7 | Scrub sink 1.5 | set |  |  |  | 66250 | 66250 | 66250 | 69562 | 69562 | 69562
8.8 | Elasrocarate cementeous water proof compound 1kg/sqm | kg |  |  |  | 750 | 750 | 750 | 787 | 787 | 787

## Paint
ज. गुल्मी जिल्लाको आ.व. २०८१/०८२ को लागि रंग रोगन सामाग्रीहरुको दररेट:-
क़ | lgdf{ण ;fdfu¦Lx?sf] ljj/ण | k¦lt OsfO{ | :jLs[t b//]^ 073÷74 | स्वीकृत जिल्ला दररेट ०७४/०७५ | #REF! | जिल्ला दररेट ०७७/०७८ | जिल्ला दररेट ०७८/०७९ | जिल्ला दररेट ०७९/०८० | जिल्ला दररेट ०८०/८१ | जिल्ला दररेट ०८१/८२
1 | Exterior Wall Paint |  |  |  | 0 | [5 empty] | 105%
1.1 | r"gf | s]=hL= | 22 | 25 | 25 | 30 | 30 | 30 | 31 | 31 | 31
1.2 | Weather Coat/Exterior Emulsion Paint (NS Standard) | प्रति लि. |  |  |  | 600 | 600 | 615 | 645 | 645 | 645
1.3 | वाटर प्रुफ सिमेन्ट पेन्ट (स्नो सेम वा सो सरह) | प्रति के.जी. |  |  |  | 65 | 65 | 66 | 69 | 69 | 69
1.4 | वाल प्राइमर (Exterior) | प्रति लि. |  |  |  | 210 | 210 | 220 | 231 | 231 | 231
2 | Interior Wall Paints | [7 empty] | 0 | 0 | 0
2.1 | nSh/L OdNzg k]G6 | k¦lt ln= |  |  |  | 900 | 900 | 900 | 945 | 945 | 945
2.2 | k¦]ldo/ OdNzg k]G6 | k¦lt ln= | 55 | 55 | 55 | 500 | 500 | 500 | 525 | 525 | 525
2.3 | OG6l/of]/ OdNzg k]G6 | k¦lt ln= | 1320 | 1320 | 1320 | 250 | 250 | 250 | 262 | 262 | 262
2.4 | Pls¦lns l8:6]Dk/ | k¦lt s]hL | 33 | 33 | 33 | 125 | 125 | 125 | 131 | 131 | 131
2.5 | jfn k¦fOd/ (Interior) | k¦lt ln= | 302.5 | 305 | 345 | 160 | 160 | 160 | 168 | 168 | 168
3 | Wood and Metal Paints |  | 467.5 | 467.5 | 467.5 |  |  |  | 0 | 0 | 0
3.1 | ;]Gy]l6s Ogfd]n ;]tf] | k¦lt ln= | 550 | 550 | 550 | 500 | 500 | 512.5 | 538 | 538 | 538
3.2 | ;]Gy]l6s Ogfd]n cGo sn/ | k¦lt ln= | 49.5 | 53 | 53 | 480 | 480 | 492 | 516 | 516 | 516
3.3 | PNd'lgod k]G6 | k¦lt ln= | 121 | 150 | 150 | 650 | 650 | 666.25 | 699 | 699 | 699
3.4 | Aofs af]8{ k]G6 | k¦lt ln= | 275 | 275 | 275 | 400 | 400 | 410 | 430 | 430 | 430
4 | Other paints |  | 22 | 25 | 25 |  |  |  | 0 | 0 | 0
4.1 | /f]8 dfls{ª k]G6 | k¦lt ln= | 165 (के.जी) | 350 | 350 | 509 | 509 | 521.725 | 547 | 547 | 547
4.2 | jflg{; | k¦lt ln= | 99 | 99 | 99 | 450 | 450 | 461.25 | 484 | 484 | 484
4.3 | rk/f | k¦lt s]hL | 165 | 165 | 165 | 800 | 800 | 820 | 861 | 861 | 861
5 | Primer and Undercoat |  | 605 | 605 | 605 |  |  |  | 0 | 0 | 0
5.1 | afn k'l6\6 | s]hL | 16.5 | 16.5 | 16.5 | 50 | 50 | 50 | 52 | 52 | 52
5.2 | p8 k'l6\6 k¦lt a6\6f | s]hL | 55 | 55 | 55 | 180 | 180 | 180 | 189 | 189 | 189
5.3 | d]6n k¦Od/ -/]8 cS;fO8_ | s]hL | 220 | 220 | 220 | 400 | 400 | 400 | 420 | 420 | 420
5.4 | p8 k¦fOd/ | k¦lt ln= | 275 | 300 | 300 | 400 | 400 | 400 | 420 | 420 | 420
5.5 | tf/lkg t]n | k¦lt ln= | 660 | 660 | 660 | 170 | 170 | 170 | 178 | 178 | 178
5.6 | sf]n 6f/ ÷ An]s Hofkg | k¦lt s]hL |  |  |  | 350 | 350 | 350 | 367 | 367 | 367
5.7 | ldyfOn]6]8 l:kl/6 | k¦lt ln= |  |  |  | 100 | 100 | 100 | 105 | 105 | 105
5.8 | ;/]; | k¦lt ln= |  |  |  | 260 | 260 | 260 | 273 | 273 | 273
5.9 | k]G6 åf/f n]Vg] sfd | k¦lt j=lkm= |  |  |  | 110 | 110 | 110 | 115 | 115 | 115
6 | u+'b÷km]lasf]n | k¦lt s]hL |  |  |  | 200 | 200 | 200 | 210 | 210 | 210
6.1 | ;]kmls¦6 | k¦lt ln6/ |  |  |  | 250 | 250 | 250 | 262 | 262 | 262
6.2 | af]8{df ;fbf k]G6 ug]{ | k¦lt j=lkm= |  |  |  | 50 | 50 | 50 | 52 | 52 | 52
6.3 | Poly carbolate sheet | k¦lt a=lkm= |  |  |  | 170 | 170 | 170 | 178 | 178 | 178
6.4 | Plaster of paris paint | k¦lt s]hL |  |  |  | 30 | 30 | 30 | 31 | 31 | 31
6 | vfS;L÷;}08 k]k/ | [7 empty] | 0 | 0 | 0
6.1 | vfS;L÷;}08 k]k/ ;fwf/0f | k¦lt bh{g |  |  |  | 60 | 60 | 60 | 63 | 63 | 63
6.2 | vfS;L÷;}08 k]k/ jf6/ k¦'¦'km | k¦lt bh{g |  |  |  | 300 | 300 | 300 | 315 | 315 | 315
6.3 | vfS;L /f]n | k¦lt ld6/ |  |  |  | 60 | 60 | 61.5 | 64 | 64 | 64

## D& W Related Goods
झ | emofn 9f]sfdf k¦of]u x'g] xf8{j]o/sf ;fdfu¦x?
l;=g= | laj/0f | OsfO{ | cf=j=071/072 sf] :jLs[t b//]^ | cf=j=072/073 sf] :jLs[t b//]^ | cf=j=073/074 sf] nflu :jLs[t b//]^ | cf=j=074/075 sf] :jLs[t b//]^ | जिल्ला दररेट ०७७/०७८ | जिल्ला दररेट ०७८/०७९ | जिल्ला दररेट ०७९/०८० | जिल्ला दररेट ०८०/८१ | जिल्ला दररेट ०८१/८२ | 105%
1 | xf]N8kmf:6 -k¦lt s]=lh= & yfg_ | s]=hL | 150 | 150 | 150 | 150 | 150 | 150 | 150 | 157 | 157 | 157
2 | k]r lsnf -g]kfn u'0f:t/ !^& cg';f/_ | [10 empty] | 0
2.1 | #÷$Æ | k¦lt !)) kL; |  |  |  | 82 | 100 | 100 | 100 | 105 | 105 | 105
2.2 | !Æ | k¦lt !)) kL; |  |  |  | 93 | 100 | 100 | 100 | 105 | 105 | 105
2.3 | ! !÷@Æ | k¦lt !)) kL; |  |  |  | 100 | 150 | 150 | 150 | 157 | 157 | 157
2.4 | ,@Æ | k¦lt !)) kL; |  |  |  | 154 | 220 | 220 | 220 | 231 | 231 | 231
3 | kmnfdsf] sAhf | [8 empty] | 0 | 0 | 0
3.1 | $Æ sAhf -;fwf/0f_ | k¦lt uf]6f | 25 | 25 | 25 | 25 | 30 | 30 | 30 | 31 | 31 | 31
3.2 | ^Æ sAhf -;fwf/0f_ | k¦lt uf]6f | 45 | 45 | 45 | 50 | 65 | 65 | 65 | 68 | 68 | 68
4 | 5]l:sgL | [10 empty] | 0
4.1 | $Æ :6Ln 5]l:sgL | k¦lt uf]6f | 22 | 22 | 22 | 45 | 65 | 65 | 65 | 68 | 68 | 68
4.2 | ^Æ :6Ln 5]l:sgL | k¦lt uf]6f | 37 | 37 | 37 | 75 | 113 | 113 | 113 | 118 | 118 | 118
4.3 | !@Æ :6Ln 5]l:sgL | k¦lt uf]6f | 39 | 39 | 39 | 550 | 650 | 650 | 650 | 682 | 682 | 682
4.4 | $Æ cfNd'lgod 5]l:sgL | k¦lt uf]6f | 48 | 48 | 48 | 55 | 60 | 60 | 60 | 63 | 63 | 63
4.5 | ^Æ cfNd'lgod 5]l:sgL | k¦lt uf]6f | 58 | 58 | 58 | 105 | 90 | 90 | 90 | 94 | 94 | 94
4.6 | !@Æ cfNd'lgod 5]l:sgL | k¦lt uf]6f | 62 | 62 | 62 | 550 | 650 | 650 | 650 | 682 | 682 | 682
4.7 | $Æ lkQnsf] 5]l:sgL | k¦lt uf]6f |  |  |  | 185 | 250 | 250 | 250 | 262 | 262 | 262
4.8 | ^Æ lkQnsf] 5]l:sgL | k¦lt uf]6f |  |  |  | 255 | 280 | 280 | 280 | 294 | 294 | 294
4.9 | !@Æ lkQnsf] 5]l:sgL -;fwf/0f_ | k¦lt uf]6f |  |  |  | 595 | 700 | 700 | 700 | 735 | 735 | 735
5 | df]l6{; ns -d]l8od_ | k¦lt uf]6f | 520 | 520 | 520 | 450 | 700 | 700 | 700 | 735 | 735 | 735
6 | *Æ cfO{ x's cfNd'lgodsf] | k¦lt uf]6f | 400 | 400 | 400 | 47 | 45 | 45 | 45 | 47 | 47 | 47
7 | (Æ cfO{ x's kmnfdsf] -;fwf/0f_ | k¦lt uf]6f | 140 | 140 | 140 | 26 | 30 | 30 | 30 | 31 | 31 | 31
8 | xof08n | [10 empty] | 0
8.1 | ^Æ :6Ln x]lG8n -;fwf/0f_ | k¦lt uf]6f | 27 | 27 | 27 | 36 | 55 | 55 | 55 | 57 | 57 | 57
8.2 | *Æ :6Ln x]lG8n -;fwf/0f_ | k¦lt uf]6f |  |  |  | 57 | 130 | 130 | 130 | 136 | 136 | 136
8.3 | ^Æ cfNd'lgod x]lG8n -;fwf/0f_ | k¦lt uf]6f | 38 | 38 | 38 | 40 | 180 | 180 | 180 | 189 | 189 | 189
8.4 | ^Æ a¦f; x]lG8n | k¦lt uf]6f |  |  |  | 390 | 450 | 450 | 450 | 472 | 472 | 472
8.5 | *Æ a¦f; x]lG8n | k¦lt uf]6f |  |  |  | 415 | 550 | 550 | 550 | 577 | 577 | 577
8.6 | !)Æ a¦f; x]lG8n | k¦lt uf]6f |  |  |  | 417 | 700 | 700 | 700 | 735 | 735 | 735
8.7 | !@Æ a¦f; x]lG8n | k¦lt uf]6f |  |  |  | 830 | 900 | 900 | 900 | 945 | 945 | 945
8.8 | 8f]/ l:k¦ª | k¦lt uf]6f | 170 | 170 | 170 | 160 | 200 | 200 | 200 | 210 | 210 | 210
8.9 | PN8«k -:nfOl8ª af]N6– 9f]sfsf] /f]ng_ | k¦lt uf]6f | 190 | 190 | 190 | 200 | 300 | 300 | 300 | 315 | 315 | 315
8.1 | )*Æ cfNd'lgod PN8«k -:nfOl8Ë af]N6–9f]sfsf] /f]ng_ | k¦lt uf]6f | 180 | 180 | 180 | 200 | 220 | 220 | 220 | 231 | 231 | 231
8.11 | !)Æ cfNd'lgod PN8«k -:nfOl8Ë af]N6– 9f]sfsf] /f]ng_ | k¦lt uf]6f | 205 | 205 | 205 | 220 | 250 | 250 | 250 | 262 | 262 | 262
8.12 | !@Æ cfNd'lgod PN8«k -:nfOl8Ë af]N6– 9f]sfsf] /f]ng_ | k¦lt uf]6f | 235 | 235 | 235 | 245 | 270 | 270 | 270 | 283 | 283 | 283
8.13 | cfNd'lgod 8f]/ :6k/ – 8an | k¦lt uf]6f | 65 | 65 | 65 | 68 | 120 | 120 | 120 | 126 | 126 | 126
8.14 | xfO8«f]lns 8f]/ Snf]h/ | k¦lt uf]6f | 1400 | 1400 | 1400 | 1350 | 1200 | 1200 | 1200 | 1260 | 1260 | 1260
9 | tf/ hfnL | [10 empty] | 0
9.1 | ef/lto | k¦lt j=lkm= |  |  |  | 50 | 60 | 60 | 60 | 63 | 63 | 63
9.2 | PS;kf08]8 d]6n -hfnL M !)ld=ld=X@)ld=ld=_ | k¦lt j=lkm= | 22 | 22 | 30 | 25 | 45 | 45 | 45 | 47 | 47 | 47
9.3 | s'v'/] hfnL | k¦lt j=lkm= | 17 | 17 | 21 | 20 | 25 | 25 | 25 | 26 | 26 | 26
10 | ln:6L | k¦lt /=ld= |  |  |  | 35 | 20 | 20 | 20 | 21 | 21 | 21
11 | Ready Made Flush doors |  | 0 | 0 | 0 | 0 | [5 empty] | 0
| Ply Wood Flush Door (32 mm) size with complete painting and finishing | j=kmL |  |  | 245 | 245 | 245 | 245 | 245 | 257 | 257 | 257
| Ply Wood Flush Door (28 mm) size with complete painting and finishing | j=kmL |  |  | 245 | 245 | 220 | 220 | 220 | 231 | 231 | 231

## Concrete Blocks
ञ | Concrete Products 2081/82
S.N. | Product Name | Dimension (mm) | Rate Per Piece | Rate Per Sqm | Remarks
CONCRETE PAVING BLOCKS
1 | Asian Behatone Interlock I Paver (Grey Color) with Compressive Strength M35 or Above. 80MM Thickness | 200x165x80 | 54 | 2003
2 | Asian Behatone Interlock I Paver (Single Color) with Compressive Strength M35 or Above. 80MM Thickness | 200x165x80 | 70 | 2604
3 | Asian Benatone Interlock I Paver (Multi Color) with Compressive Strength M35 or Above. 80MM Thickness | 200x165x80 | 89 | 3305
4 | Asian Hexagon Interlock Pavers (Grey Color) with Comf)ressive Strength M35 or Above. 80MM Thickness | 226x200x80 | 67 | 2037
5 | Asian Hexagon Interlock Pavers (Single Color) with Compressive Strength M35 or Above. 80MM Thickness | 226x200x80 | 90 | 2716
6 | Asian Hexagon Int'er1ock Pavers (Multi Color) with Compressive Strenoth M35 or Above. 80MM Thickness | 226x200x80 | 108 | 3248
7 | Asian Hexaqon Interlock Pavers (Groy Color) with Compressive Strenqth M35 or Above. 60MM Thickness | 226x200x60 | 48 | 1461
8 | Asian Hexaqon Interlock Pavers (Single Color) with Compressive Strength M35 or Above. 60MM Thickness | 226x200x60 | 64 | 1949
9 | Asian Hexagon Inter1od< Pavers (Multi Color) with Oompressrve Strenctn M35 or Above. 60MM Thickness | 226x200x60 | 81 | 2436
10 | Asian Hexagon Interlock Pavers (Grey Color) with Compressive Strength M35 or Above. 50MM Thickness | 226x200x50 | 42 | 1273
11 | Asian Hexagon Interk>ck Pavers (Single Color) with Compressive Strength M35 or Above. 50MM Thickness | 226x200x50 | 56 | 1698
12 | Asian Hexagon Interlock Pavers (Multi Color) with Compressive Strength M35 or Above. 50MM Thickness | 226x200x50 | 70 | 2122
13 | Asian Rectangular Interlock Paver (Grey Color) with Compressive Strength M35 or Above. 60MM Thickness | 200x100x60 | 33 | 1698
14 | Asian Rectangular Interlock Paver (Single Color) with Compressive Strength M35 or Above. 60MM Thickness | 200x100x60 | 43 | 2165
15 | Aslan Rectangular Interlock Paver (Multi Color) with Compressive Strength M35 or Above. 60MM Thickness | 200x100x60 | 54 | 2707
16 | Asian Romba 3D (Grey Color) with compressive strength M35 or above 60mm Thickness | 200x175x60 | 53 | 1574
17 | Asian Romba 3D (Single Color) with compressive strength M35 or above 60mm Thickness | 200x175x60 | 63 | 1882
18 | Asian Romba 3D (Multi Blended Color) with compressive strenqtn M35 or above 60mm Thickness | 200x175x60 | 70 | 2091
19 | Asian Unt pavers (Grey Color) with compressive strength M35 or above 60mm Thickness | 240x120x60 | 42 | 1462
20 | Asian Uni pavers (Single Color) with compresstve strength M35 or above 60mm Thickness | 240x120x60 | 52 | 1803
21 | Asian Uni pavers (Multi blended Color) with compressive strength M35 or above 60mm Thickness | 240x120x60 | 59 | 2047
22 | Asian Square (Grey Color) wtth compressive strength M35 or above 60mm Thickness | 200x200x60 | 66 | 1666
23 | Asian Square (Single Color) with compressive strength M35 or above 60mm Thickness | 200x200x60 | 78 | 1962
24 | Asian Square (Multiblended Cotor) with compressive strength M35 or above 60mm Thickness | 200x200x60 | 88 | 2222
25 | Asian Cobble (Grey Color) with compressive strength M25 | 100x100x60 | 16 | 1629
26 | Asian Cobble (Single Color) with compressive strength M35 or above 60mm Thickness | 100x100x60 | 19 | 1926
27 | Asian Cobble (Multiblended Color) with compressive strength M35 or above 60mm Thickness | 100x100x60 | 22 | 2222
28 | Asian Interlock (Grey Color) with compressive strength M35 or above 60mm Thickness | 200x200x60 | 59 | 1580
29 | Asian Interlock (Single Color) with compressive strength M35 or above 60mm Thickness | 200x200x60 | 71 | 1896
30 | Asian Interlock (Multi blended Color) with compressive strength M35 or above 60mm Thickness | 200x200x60 | 78 | 2093
31 | Asian Interlock with cobble (Grey Color) with compressive strength M35 or above 60mm Thickness | 200x200x60 | 62 | 1555
32 | Asian Interlock with Cobble (Single Color) with compressive strength M35 or above 60mm Thickness | 200x200x60 | 77 | 1925
33 | Asian Interlock with cobble (Multi blended Color) with compressive strenqth M35 or above 60mm Thickness | 200x200x60 | 84 | 2111
CONCRETE PAVING TILES
34 | Asian Matrix Slab (Grey Color) with Compressive Strength M35 or Above. 40MM Thickness | 400x400x40 | 207 | 1296
35 | Asian Matrix Slab (Single Color) with Compressive Strength M35 or Above. 40MM Thickness | 400x400x40 | 229 | 1434
36 | Asian Matrix Slab (Multi Blended Color) with Compressive Strength M35 or Above. 40MM Thickness | 400x400x40 | 259 | 1620
CONCRETE KERB-STONES
37 | Asian Half Battered Kerb Stone with Compressive Strength M15 or Above. 200mm Thickness-Grey Color | 300x350x200 | 289
38 | Asian Half Battered Kerb Stone with Compressive Strength M20 or Above. 200mm Thickness-Grey Color | 300x350x200 | 318
39 | Asian Half Battered Kerb Stone with Compressive Strength M25 or Above. 200mm Thickness-Grey Color | 300x350x200 | 347
40 | Asian Bull Nose Kerb Stone with Compressive Strength M15 or Above. 200mm thickness-Grey color | 300x350x200 | 318
CONCRETE ENGINEERED BRICKS AND HOLLOW-BLOCKS
41 | Asian Engineered Concrete Bricks Grey Color Asian Engineered Concrete Bricks Single (Red) Color | 230x110x70 | 15
42 | Asian Engineered Concrete Bricks Single (Red) Color Asian 8 Inch Hollow Blocks Grey Color | 230x110x70 | 18
43 | Asian 8 Inch Hollow Blocks Grey Color Asian 6 Inch Hollow Blocks Grey Color | 390x200x190 | 128
44 | Asian 6 Inch Hollow Blocks Grey Color Asian 4 Inch Hollow Blocks Grey Color | 390x150x190 | 113
45 | Asian 4 Inch Hollow Blocks Grey Color | 390x100x190 | 103
46 | EPS-C Blocks (model:PB-4D450) | 24"*8"*4" | 146
47 | EPS-C Blocks (model:PB-6D450) | 24"*8"*6" | 219
48 | EPS-C Blocks (model:PB-8D450) | 24"*8"*8" | 292

## Pump (hidden)
ट. खानेपानी सम्बन्धि पम्पहरुको जिल्ला दररेट २०७९/८०
KSB or equivalent Submersible water pump set with Panel for 100 mm (4") Bore well (Single Phase),
NRV Size = 32 mm
S | Pump Type + Motor Type | Power | Price / Unit | Purposed By khanepani | 20 %increment in all rate
1 | CORA 2AH/ 11 + XUMA DX(S) 100 - 0.75/22 | 1 HP | 55495
KSB or equivalent Submersible water pump set with Panel for 100 mm (4") Bore well (Single Phase)
NRV Size = 32 mm
S | Pump Type + Motor Type | Power | Price / Unit
1 | CORA 3AH/9 + XUMA DX(S) 100 - 0.75/22 | 1 HP | 55290
2 | CORA 3CH/ 12 + XUMA DX(S) 100 - 1.1/22 | 1.5 HP | 57600
KSB or equivalent Submersible water pump set with Panel for 100 mm (4") Bore well (Single Phase),
NRV Size = 32 mm
S | Pump Type + Motor Type | Power | Price / Unit
1 | CORA 1C/21 + XUMA DX(S) 100 - 4/22 | 1 HP | 47765 |  | 47765
2 | CORA 1C/21 + UMAI (T) 100 - 0.75/22 | 1 HP | 47765 |  | 47765
3 | CORA 1C/25 + XUMA DX(S) 100 - 4/22 | 1 HP | 51350 |  | 51350
4 | CORA 1C/25 + UMAI (T) 100 - 0.75/22 | 1 HP | 51350 |  | 51350
5 | CORA 1C/30 + XUMA DX(S) 100 - 6/22 | 1.5 HP | 67315 |  | 67315
6 | CORA 1C/30 + UMAI (T) 100 - 1.1/22 | 1.5 HP | 67315 |  | 67315
7 | CORA 1C/35 + XUMA DX(S) 100 - 6/22 | 1.5 HP | 75820 |  | 75820
8 | CORA 1C/35 + UMAI (T) 100 - 1.1/22 | 1.5 HP | 75820 |  | 75820
9 | CORA 1C/45 + XUMA DX(S) 100 - 7/22 | 2 HP | 93433 |  | 93433
10 | CORA 1C/45 + UMAI (T) 100 - 1.5/22 | 2 HP | 93433 |  | 93433
11 | CORA 1C/50 + XUMA DX(S) 100 - 7/22 | 2 HP | 97015 |  | 97015
12 | CORA 1C/50 + UMAI (T) 100 - 1.5/22 | 2 HP | 97015 |  | 97015
KSB or equivalent Submersible water pump set without Panel for 100 mm (4") Bore well, NRV Size = 32 mm
S | Pump Type + Motor Type | Power | Price / Unit
1 | CORA 2C/ 11 + XUMA (S) 100 - 0.55/22 | 0.75 HP | 50900 |  | 50900
2 | CORA 2C/ 11 + UMAI (T) 100 - 0.55/22 | 0.75 HP | 50900 |  | 50900
3 | CORA 2Cj13 + XUMA (S) 100 - 0.75/22 | 1 HP | 56270 |  | 56270
4 | CORA 2C/ 13 + UMAI (T) 100 - 0.75/22 | 1 HP | 56270 |  | 56270
5 | CORA 2C/ 15 + XUMA DX(S) 100 - 4/22 | 1 HP | 58656 |  | 58656
6 | CORA 2Cj15 + UMAI (T) 100 - 0.75/22 | 1 HP | 58656 |  | 58656
7 | CORA 2C/ 18 + XUMA DX(S) 100 - 6/22 | 1.5 HP | 63000 |  | 63000
8 | CORA 2Cj18 + UMAI (T) 100 - 1.1/22 | 1.5 HP | 63000 |  | 63000
9 | CORA 2C/21 + XUMA DX(S) 100 - 6/22 | 1.5 HP | 65225 |  | 65225
10 | CORA 2C/21 + UMAI (T) 100 - 1.1/22 | 1.5 HP | 65225 |  | 65225
11 | CORA 2C/23 + XUMA DX(S) 100 - 6/22 | 1.5 HP | 67465 |  | 67465
12 | CORA 2C/23 + UMAI (T) 100 - 1.1/22 | 1.5 HP | 67465 |  | 67465
13 | CORA 2C/25 + XUMA DX(S) 100 - 6/22 | 1.5 HP | 68660 |  | 68660
14 | CORA 2C/25 + UMAI (T) 100 - 1.5/22 | 1.5 HP | 68660 |  | 68660
15 | CORA 2C/30 + XUMA DX(S) 100 -7/22 | 2 HP | 78355 |  | 78355
16 | CORA 2C/30 + UMAI (T) 100 - 1.5/22 | 2 HP | 78355 |  | 78355
17 | CORA 2C/38 + XUMA DX(S) 100 - 10/23 | 3 HP | 89550 |  | 89550
18 | CORA 2C/38 + UMAI (T) 100 - 2.2/22 | 3 HP | 89550 |  | 89550
19 | CORA 2C/45 + XUMA DX(S) 100 - 10/23 | 3 HP | 93580 |  | 93580
20 | CORA 2C/45 + UMAI (T) 100 - 2.2/22 | 3 HP | 93580 |  | 93580
21 | CORA 2C/50 + UMAI (T) 100 - 3.0/22 | 4 HP | 104180 |  | 104180
22 | CORA 2C/60 + UMAI (T) 100 - 3.0/22 | 4 HP | 111125 |  | 111125
KSB or equivalent Submersible water pump set without Panel for 100 mm (4") Bore well, NRV Size = 40 mm
S | Pump Type + Motor Type | Power | Price / Unit
1 | CORA 4C/ 15 + XUMA DX(S) 100 - 7/22 | 2 HP | 65525 |  | 65525
2 | CORA 4C/ 15 + UMAI (T) 100 - 1.5/22 | 2 HP | 65525 |  | 65525
3 | CORA 4C/ 17 + XUMA DX(S) 100 - 10/23 | 3 HP | 70150 |  | 70150
4 | CORA 4Cj17 + UMAI (T) 100 - 2.2/22 | 3 HP | 70150 |  | 70150
5 | CORA 4C/ 19 + XUMA DX(S) 100 - 10/23 | 3 HP | 73580 |  | 73580
6 | CORA 4C/ 19 + UMAI (T) 100 - 2.2/22 | 3 HP | 73580 |  | 73580
7 | CORA 4C/23 + XUMA DX(S) 100 - 10/23 | 3 HP | 77315 |  | 77315
8 | CORA 4C/23 + UMAI (T) 100 - 2.2/22 | 3 HP | 77312 |  | 77312
9 | CORA 4C/25 + UMAI (T) 100 - 3.0/22 | 4 HP | 92840 |  | 92840
10 | CORA 4C/30 + UMAI (T) 100 - 3.0/22 | 4 HP | 100000 |  | 100000
11 | CORA 4C/35 + UMAI (T) 100 - 3.7/22 | 5 HP | 112990 |  | 112990
12 | CORA 4C/40 + UMAI (T) 100 - 3.7/22 | 5 HP | 123578 |  | 123578
13 | CORA 4C/50 + UMAI (T) 100 - 4.5/22 | 6 HP | 134925 |  | 134925
14 | CORA 4C/60 + UMAI (T) 100 - 5.5/22 | 7.5 HP | 142234 |  | 142234
KSB or equivalent Submersible water pump set without Panel for 100 mm (4") Bore well, NRV Size = 40 mm
S | Pump Type + Motor Type | Power | Price / Unit
1 | CORA 7Cj10 + XUMA DX(S) 100 - 7/22 | 2 HP | 63430 |  | 63430
2 | CORA 7C/ 10 + UMAI (T) 100 - 1.5/22 | 2 HP | 63430 |  | 63430
3 | CORA 7C/ 13 + XUMA DX(S) 100 - 10/23 | 3 HP | 66272 |  | 66272
4 | CORA 7C/ 15 + UMAI (T) 100 - 2.2/22 | 3 HP | 75675 |  | 75675
5 | CORA 7C/ 19 + UMAI (T) 100 - 3.0/22 | 4 HP | 86566 |  | 86566
6 | CORA 7C/22 + UMAI (T) 100 - 3.7/22 | 5 HP | 92985 |  | 92985
7 | CORA 7C/25 + UMAI (T) 100 - 3.7/22 | 5 HP | 98956 |  | 98956
8 | CORA 7C/31 + UMAI (T) 100 - 4.5/22 | 6 HP | 112832 |  | 112832
9 | CORA 7C/35 + UMAI (T) 100 - 5.5/22 | 7.5 HP | 128506 |  | 128506
KSB or equivalent Submersible water pump set without Panel for 100 mm (4") Bore well, NRV Size = 50 mm
S | Pump Type + Motor Type | Power | Price / Unit
1 | CORA 12C/7 + XUMA DX(S) 100 - 7/22 | 2 HP | 65670 |  | 65670
2 | CORA 12C/7 + UMAI (T) 100 - 1.5/22 | 2 HP | 65670 |  | 65670
3 | CORA 12C/ 10 + XUMA DX(S) 100 - 10/23 | 3 HP | 76270 |  | 76270
4 | CORA 12C/ 10 + UMAI (T) 100 - 2.2/22 | 3 HP | 76270 |  | 76270
5 | CORA 12C/ 13 + UMAI (T) 100 - 3.0/22 | 4 HP | 88215 |  | 88215
6 | CORA 12Cj17 + UMAI (T) 100 - 3.7/22 | 5 HP | 100150 |  | 100150
7 | CORA 12C/21 + UMAI (T) 100 - 4.5/22 | 6 HP | 118656 |  | 118656
8 | CORA 12C/27 + UMAI (T) 100 - 5.5/22 | 7.5 HP | 135373 |  | 135373
KSB or equivalent Submersible water pump set without Panel for 100 mm (4") Bore well, NRV Size = 65 mm
S | Pump Type + Motor Type | Power | Price / Unit
1 | CORA 18C/5 + XUMA DX(S) 100 - 7/22 | 2 HP | 63430
2 | CORA 18C/5 + UMAI (T) 100 - 1.5/22 | 2 HP | 63430
3 | CORA 18C/8 + XUMA DX(S) 100 - 10/23 | 3 HP | 69850
4 | CORA 18C/8 + UMAI (T) 100 - 2.2/22 | 3 HP | 69850
5 | CORA 18C/ 10 + UMAI (T) 100 - 3.0/22 | 4 HP | 80896
6 | CORA 18C/ 11 + UMAI (T) 100 - 3.0/22 | 4 HP | 84627
7 | CORA 18C/ 12 + UMAI (T) 100 - 3.7/22 | 5 HP | 90745
8 | CORA 18C/ 14 + UMAI (T) 100 - 3.7/22 | 5 HP | 96416
9 | CORA 18C/ 17 + UMAI (T) 100 - 4.5/22 | 6 HP | 108358
10 | CORA 18C/20 + UMAI (T) 100 - 5.5/22 | 7.5 HP | 118957
KSB or equivalent Submersible water pump set without Panel for 150 mm (6") Bore well, NRV Size = 50 mm
S | Pump Type + Motor Type | Power | Price / Unit
1 | UQD 112/15 + UMAI 150 - 3/22 | 5 HP | 100301
2 | UQD 112/18 + UMAI 150 - 4/22 | 6 HP | 115072
3 | UQD 112/20 + UMAI 150 - 6/22 | 7.5 HP | 127309
4 | UQD 112/23 + UMAI 150 - 6/22 | 7.5 HP | 135520
5 | UQD 112/25 + UMAI 150 - 8/22 | 10 HP | 153728
6 | UQD 112/28 + UMAI 150 - 8/22 | 10 HP | 161638
7 | UQD 112/30 + UMAI 150 - 8/22 | 10 HP | 169101
8 | UQD 112/34 + UMAI 150 - 9/22 | 12.5 HP | 190592
9 | UQD 112/36 + UMAI 150 - 9/22 | 12.5 HP | 194176
KSB or equivalent Submersible water pump set without Panel for 150 mm (6") Bore well, NRV Size = 50 mm
S | Pump Type + Motor Type | Power | Price / Unit
1 | UQD 152/10 + UMAI 150 - 3/22 | 5 HP | 97312
2 | UQD 152/15 + UMAI 150 - 6/22 | 7.5 HP | 119700
3 | UQD 152/17 + UMAI 150 - 6/22 | 7.5 HP | 124627
4 | UQD 152/20 + UMAI 150 - 8/22 | 10 HP | 148954
5 | UQD 152/22 + UMAI 150 - 8/22 | 10 HP | 151936
6 | UQD 152/26 + UMAI 150 - 9/22 | 12.5 HP | 177312
7 | UQD 152/30 + UMAI 150 - 13/22 | 15 HP | 198950
8 | UQD 152/35 + UMAH 150 - 14/23 | 17.5 HP | 199846
KSB or equivalent Submersible water pump set without Panel for 150 mm (6") Bore well, NRV Size = 50 mm
S | Pump Type + Motor Type | Power | Price / Unit
1 | UQD 182/6 + UMAI 150 - 3/22 | 5 HP | 96332
2 | UQD 182/8 + UMAI 150 - 4/22 | 6 HP | 101626
3 | UQD 182/10 + UMAI 150 - 6/22 | 7.5 HP | 107763
4 | UQD 182/13 + UMAI 150 - 8/22 | 10 HP | 124326
5 | UQD 182/16 + UMAI 150 - 9/22 | 12.5 HP | 138803
6 | UQD 182/20 + UMAI 150 - 13/22 | 15 HP | 162682
7 | UQD 182/23 + UMAH 150 - 14/23 | 17.5 HP | 169997
8 | UQD 182/26 + UMAH 150 - 15/23 | 20 HP | 193728
9 | UQD 182/32 + UMAH 150 - 17/23 | 25 HP | 224922
KSB or equivalent Submersible water pump set without Panel for 150 mm (6") Bore well, NRV Size = 50 mm
S | Pump Type + Motor Type | Power | Price / Unit
1 | UQD 212/5 + UMAI 150 - 3/22 | 5 HP | 84992
2 | UQD 212/7 + UMAI 150 - 6/22 | 7.5 HP | 112550
3 | UQD 212/10 + UMAI 150 - 8/22 | 10 HP | 124474
4 | UQD 212/12 + UMAI 150 - 9/22 | 12.5 HP | 145370
5 | UQD 212/14 + UMAI 150 - 13/22 | 15 HP | 167904
6 | UQD 212/18 + UMAH 150 - 14/23 | 17.5 HP | 175968
7 | UQD 212/20 + UMAH 150 - 15/23 | 20 HP | 203578
8 | UQD 212/24 + UMAH 150 - 17/23 | 25 HP | 238355
KSB or equivalent Submersible water pump set without Panel for 150 mm (6") Bore well, NRV Size = 65 mm
S | Pump Type + Motor Type | Power | Price / Unit
1 | BPD 242/4A + UMAI 150 - 3/22 | 5 HP | 90892
2 | BPD 242/6A + UMAI 150 - 6/22 | 7.5 HP | 109402
3 | BPD 242/8A + UMAI 150 - 8/22 | 10 HP | 124179
4 | BPD 242/10A + UMAI 150 - 9/22 | 12.5 HP | 152832
5 | BPD 242/ 12A + UMAI 150 - 13/22 | 15 HP | 173728
6 | BPD 242/ 14A + UMAH 150 - 14/23 | 17.5 HP | 208058
7 | BPD 242/ 15A + UMAH 150 - 15/23 | 20 HP | 230739
8 | BPD 242/18A + UMAH 150 - 17/23 | 25 HP | 259693
KSB or equivalent Submersible water pump set without Panel for 150 mm (6") Bore well,
NRV Size = 75/100 mm
S | Pump Type + Motor Type | Power | Price / Unit
1 | BPD 273/3 + UMAI 150 - 3/22 | 5 HP | 91046
2 | BPD 273/4 + UMAI 150 - 6/22 | 7.5 HP | 105818
3 | BPD 273/5A + UMAI 150 - 6/22 | 7.5 HP | 112090
4 | BPD 273/6 + UMAI 150 - 8/22 | 10 HP | 134477
5 | BPD 273/7 A + UMAI 150 - 8/22 | 10 HP | 141344
6 | BPD 273/8A + UMAI 150 - 9/22 | 12.5 HP | 163130
7 | BPD 273/ lOA + UMAI 150 - 13/22 | 15 HP | 183430
8 | BPD 273/10 + UMAH 150 - 14/23 | 17.5 HP | 182387
9 | BPD 273/12 + UMAH 150 - 15/23 | 20 HP | 2095549
KSB or equivalent Submersible water pump set without Panel for 150 mm (6") Bore well,
NRV Size = 75/100 mm
S | Pump Type + Motor Type | Power | Price / Unit
1 | BPD 302/3 + UMAI 150 - 6/22 | 7.5 HP | 107852
2 | BPD 302/4 + UMAI 150 - 6/22 | 7.5 HP | 109920
3 | BPD 302/5 + UMAI 150 - 8/22 | 10 HP | 129548
4 | BPD 302/6 + UMAI 150 - 9/22 | 12.5 HP | 147462
5 | BPD 302/6 + UMAI 150 - 13/22 | 15 HP | 163283
6 | BPD 302/7 + UMAI 150 - 13/22 | 15 HP | 170444
7 | BPD 302/8 + UMAH 150 - 14/23 | 17.5 HP | 185817
8 | BPD 302/8 + UMAH 150 - 15/23 | 20 HP | 189401
9 | BPD 302/9 + UMAH 150 - 15/23 | 20 HP | 195968
10 | BPD 302/10 + UMAH 150 -17/23 | 25 HP | 231040
11 | BPD 302/12 + UMAH 150 - 17/23 | 25 HP | 244025
KSB or equivalent Submersible water pump set without Panel for 150 mm (6") Bore well,
NRV Size = 50 mm
S | Pump Type + Motor Type | Power | Price / Unit
1 | UPF 60/23 + UMAI 150 - 13/22 | 15 HP | 214310
2 | UPF 60/30 + UMAH 150 - 15/23 | 20 HP | 268204
3 | UPF 80/30 + UMAH 150 - 17/23 | 25 HP | 285964
KSB or equivalent Submersible water pump set without Panel for 150 mm (6") Bore well, NRV Size = 65 mm
S | Pump Type + Motor Type | Power | Price / Unit
1 | UPF 125/20 + UMAH 150 - 17/23 | 25 HP | 255667
KSB or equivalent Submersible water pump set without Panel for 175mm + 150 mm (7") Bore well, NRV Size
= 100 mm
S | Pump Type + Motor Type | Power | Price / Unit
1 | BPI 322/3A + UMAI 150 - 8/22 | 10 HP | 121344
2 | BPI 322/3C + UMAI 150- 9/22 | 12.5 HP | 138502
3 | BPI 322/4B + UMAI 150 - 13/22 | 15 HP | 155667
4 | BPI 322/4C + UMAH 150 - 14/23 | 17.5 HP | 182086
5 | BPI 322/5C + UMAH 150 - 15/23 | 20 HP | 183430
6 | BPI 322/6C + UMAH 150 - 17/23 | 25 HP | 219699
KSB or equivalent Submersible water pump set without Panel for 200mm + 150 mm (8") Bore well, NRV Size
= 100 mm
S | Pump Type + Motor Type | Power | Price / Unit
1 | BPHA 333/3B + UMAI 150 - 9/22 | 12.5 HP | 150892
2 | BPHA 333/30 + UMAI 150 - 13/22 | 15 HP | 158950
3 | BPHA 333/3C + UMAH 150 - 15/23 | 20 HP | 178502
4 | BPHA 333/4F + UMAH 150 - 17/23 | 25 HP | 201932
KSB or equivalent Submersible water pump set without Panel for 200mm + 150 mm (8") Bore well, NRV Size
= 150 mm
S | Pump Type + Motor Type | Power | Price / Unit
1 | BPHA 373/2B + UMAH 150 - 15/23 | 20 HP | 176793
2 | BPHA 373/3C + UMAH 150 - 17/23 | 25 HP | 200268
KSB or equivalent Submersible water pump set without Panel for 200mm + 150 mm (8") Bore well, NRV Size
= 125 mm
S | Pump Type + Motor Type | Power | Price / Unit
1 | BPHA 384/2E + UMAI 150 - 9/22 | 12.5 HP | 141516
2 | BPHA 384/2F + UMAI 150 - 13/22 | 15 HP | 147161
3 | BPHA 384/20 + UMAH 150 - 15/23 | 20 HP | 173580
4 | BPHA 384/3G + UMAH 150 - 17/23 | 25 HP | 207456
KSB or equivalent Submersible water pump set without Panel for 200mm (8") Bore well, NRV Size = 75 mm
S | Pump Type + Motor Type | Power | Price / Unit
1 | UPHA 233/12 + HBC 303 | 30 HP | 314643
2 | UPHA 233/ 14 + HBC 333 | 33 HP | 338944
3 | UPHA 233/16 + HBC 413 | 41 HP | 391033
KSB or equivalent Submersible water pump set without Panel for 200mm (8") Bore well, NRV Size = 75 mm
S | Pump Type + Motor Type | Power | Price / Unit
1 | UPHA 263/8 + HBC 253 | 25 HP | 265664
2 | UPHA 263/ 10 + HBC 303 | 30 HP | 295660
3 | UPHA 263/12 + HBC 333 | 33 HP | 321036
4 | UPHA 263/14 + HBC 413 | 41 HP | 371628
KSB or equivalent Submersible water pump set without Panel for 200 mm (8") Bore well, NRV Size = 75 mm
S | Pump Type + Motor Type | Power | Price / Unit
1 | UPHA 293/ 5A + HBC 253 | 25 HP | 237158
2 | UPHA 293/6A + HBC 253 | 25 HP | 248352
3 | UPHA 293/ 6A + HBC 303 | 30 HP | 270438
4 | UPHA 293/7 + HBC 303 | 30 HP | 280736
5 | UPHA 293/7 + HBC 333 | 33 HP | 297158
6 | UPHA 293/8 + HBC 333 | 33 HP | 322976
7 | UPHA 293/8 + HBC 413 | 41 HP | 397408
8 | UPHA 293/10 + HBC 523 | 52 HP | 519980
9 | UPHA 293/11 + HBC 523 | 52 HP | 528940
KSB or equivalent Submersible water pump set without Panel for 200 mm (8") Bore well, NRV Size = 100 mm
S | Pump Type + Motor Type | Power | Price / Unit
1 | BPHA 333/4F + HBC 253 | 25 HP | 251334
2 | BPHA 333/ 4C + HBC 303 | 30 HP | 267008
3 | BPHA 333/ 5F + HBC 303 | 30 HP | 276262
4 | BPHA 333/ 5F + HBC 333 | 33 HP | 286259
5 | BPHA 333/6F + HBC 333 | 33 HP | 302227
6 | BPHA 333/ 6C + HBC 413 | 41 HP | 378348
7 | BPHA 333/7F + HBC 413 | 41 HP | 395507
8 | BPHA 333/7 + HBC 523 | 52 HP | 491027
9 | BPHA 333/8 + HBC 523 | 52 HP | 506291
10 | BPHA 333/8 + HBC 603 | 60 HP | 542220
KSB or equivalent Submersible water pump set without Panel for 200 mm (8") Bore well, NRV Size = 125mm
S | Pump Type + Motor Type | Power | Price / Unit
1 | BPHA 384/ 3G + HBC 253 | 25 HP | 240441
2 | BPHA 384/30 + HBC 303 | 30 HP | 256710
3 | BPHA 384/ 4J + HBC 333 | 33 HP | 292083
4 | BPHA 384/40 + HBC 413 | 41 HP | 352076
5 | BPHA 384/ 5J + HBC 413 | 41 HP | 377600
6 | BPHA 384/6 + HBC 523 | 52 HP | 493536
KSB or equivalent Submersible water pump set without Panel for 200 mm (8") Bore well, NRV Size = 150 mm
S | Pump Type + Motor Type | Power | Price / Unit
1 | BPHA 373/2A + HBC 153 | 15 HP | 179545
2 | BPHA 373/2B + HBC 203 | 20 HP | 197606
3 | BPHA 373/3C + HBC 253 | 25 HP | 238649
4 | BPHA 373/30 + HBC 333 | 33 HP | 274022
5 | BPHA 373/4B + HBC 413 | 41 HP | 354022
KSB or equivalent Submersible water pump set without Panel for 250 mm (10") Bore well, NRV Size = 125 mm
S | Pump Type + Motor Type | Power | Price / Unit
1 | BPN 394/03 + NB 623 | 62 HP | 567891
2 | BPN 374/7 + NB 1003 | 100 HP | 1062348
KRTU
S | Pump Type + Motor Type | Power | Price / Unit
1 | KRTUP E 65/115 - 12 | 1.5 HP | 150297
2 | KRTU PF 100/215 - 44 (NiCL/SS/SS) | 7.5 HP | 227603
3 | KRTU PK 100/260 - 74 (NiCL/SS/SS) | 12.5 HP | 223129
CORACHROM
KSB or equivalent Submersible water pump set without Panel for 150 mm (6") Bore well, NRV Size = 2.5"
S | Pump Type + Motor Type | Power | Price / Unit
1 | CORA CHROM 150 - 17/37 + UMAH 150 - 17/23 | 25 HP | 336000
2 | CORA CHROM 150 - 17/43 + UMAH 150 - 28/22 | 30 HP | 368000
MRP for KSB or equivalent make 3 Core Flat Submersible Flexible Copper Cable.
S | Size | Unit Rate/Meter
1 | 1.5 Sq. mm. | 240
2 | 2.5 Sq. mm. | 320
3 | 4 Sq. mm. | 480
4 | 6 Sq. mm. | 640
5 | 10 Sq. mm. | 960
6 | 16 Sq. mm. | 1240
7 | 25 Sq. mm. | 1720
S | Model |  | Unit Rate
1 | 1 HP Single Phase Panel - Capacitor Star & Run |  | 13940
2 | 1.5 HP Single Phase Panel - Capacitor Star & Run |  | 16660
3 | 2 HP Single Phase Panel - Capacitor Star & Run |  | 19380
4 | 3 HP Single Phase Panel - Capacitor Star & Run |  | 22100
Single phase Capacitor Start Capacitor Run Control Panel Board.
Specification: Indoor, wall mounted type, CI Sheet box coated with Powder coated paint. BCH make air break contactors, Over load relay, suitable size of starting and running capacitor, Voltmeter with PB switch, Direct type Ammeter, ON/OFF push button switches, and indicator lamp
S | Model | Unit Rate
1 | 3 HP - 5 HP DIRECT ON LINE (DOL) Control Panel (6 A - 9.3 A) without MCB | 19380
2 | 6 HP - 7.5 HP DIRECT ON LINE (DOL) Control Panel (13.2 A - 20 A) without MCB | 23800
3 | 10 HP STAR / DELTA (S/D) Control Panel (8.9 A - 13.5 A) without MCB | 29444
4 | 12.5 HP - 15 HP STAR / DELTA (S/D) Control Panel (13.2 A - 20 A) without MCB | 34000
5 | 17.5 HP - 20 HP STAR / DELTA (S/D) Control Panel (17.4 A - 24.4 A) without MCCB | 40800
6 | 25 HP STAR /DELTA (S/D) Control Panel (22 A - 30 A) without MCCB | 57868
7 | 30 HP STAR / DELTA (S/D) Control Panel (24.4 - 39 A) without MCCB | 72216
8 | 41 HP - 50 HP STAR / DELTA (S/D) Control Panel (37.6 A - 60 A) without MCCB | 117640
BCH make 3 Phase fully automatic Direct On Line / Star-Delta control panel board. Specification: Indoor type, Wall Mounted, CI sheet box with epoxy coated paint degree of protection IP42. BCH air break contactors, BCH Electronic Timer, BCH Thermal Over load relay, BCH Phase Failure, Sequence & dry run protection relay. Voltmeter & Ammeter with Selector Switches & CIT coil, push button switches and RYB Neon light Indicators to indicate TRIP, ON, Single Phase/ Phase Fail & Low Level
S | Model | Unit Rate
1 | 3 HP -5 HP DIRECT ON LINE (DOL) Control Panel with MCB | 36040
2 | 6 HP - 7.5 HP DIRECT ON LINE (DOL) Control Panel with MCB | 45560
3 | 10 HP STAR / DELTA (S/D) Control Panel with MCB | 60350
4 | 12.5 HP - 15 HP STAR / DELTA (S/D) Control Panel with MCB | 63920
5 | 17.5 HP - 20 HP STAR / DELTA (S/D) Control Panel with MCCB | 80240
6 | 25 HP - 30 HP STAR /DELTA (S/D) Control Panel with MCCB | 108800
7 | 33 HP - 41 HP STAR / DELTA (S/D) Control Panel with MCCB | 117300
BCH make 3 Phase fully automatic Direct On Line I Star-Delta control panel board. Specification: Indoor type, Wall Mounted, CI sheet box with epoxy coated paint degree of protection IP42. BCH air break contactors, BCH Electronic Timer, BCH Thermal Over load relay, With BCH MCB/MCCB, BCH Phase Failure, Sequence & dry run protection relay. Voltmeter & Ammeter with Selector Switches & CIT coil, push button switches and RYB Neon light Indicators to indicate TRIP, ON, Single Phase/ Phase Fail & Low Level

## ban
ठ. गुल्मी जिल्लाको आ.व. २०८१/८२ को लागि अन्य निर्माण सामाग्रीहरुको दररेट:-
s¦=;= | lgdf{)f ;fdfu¦Lx?sf] ljj/)f | k¦lt OsfO{ | :jLs[t b//]^ 073÷74 | स्वीकृत जिल्ला दररेट ०७४/०७५ | #REF! | जिल्ला दररेट ०७७/०७८ | जिल्ला दररेट ०७८/०७९ | जिल्ला दररेट ०७९/८० | जिल्ला दररेट ०८०/८१ | जिल्ला दररेट ०८१/८२
1 | s[lif, jg, e"-;+/If)f cflb ;+u ;DjlGwt |  |  |  | 0 | 0 | 0
| bjbj] कटिंग | ld.र | 6.05 | 6 | 6 | 6 | 6 | प्रदेश राजपत्रमा स्वीकृत दर रेट र प्रदेश राजपत्रमा नभएको बिरुवाको हकमा छिमेकी जिल्ला पाल्पा ,अर्घाखाँची वा रुपन्देही जिल्लाको रेटमा ढुवानी जोडी आएको रेट कायम गर्ने | प्रदेश राजपत्रमा स्वीकृत दर रेट र प्रदेश राजपत्रमा नभएको बिरुवाको हकमा छिमेकी जिल्ला पाल्पा ,अर्घाखाँची वा रुपन्देही जिल्लाको रेटमा ढुवानी जोडी आएको रेट कायम गर्ने | प्रदेश राजपत्रमा स्वीकृत दर रेट र प्रदेश राजपत्रमा नभएको बिरुवाको हकमा छिमेकी जिल्ला पाल्पा ,अर्घाखाँची वा रुपन्देही जिल्लाको रेटमा ढुवानी जोडी आएको रेट कायम गर्ने
| lgufn]f /fOhf]d ;lxt | ld.र | 5.5 | 5.5 | 5.5 | 5.5 | 5.5
| af; /fOhf]d ;lxt | uf]टा | 90.2 | 90.2 | 90.2 | 90.2 | 90.2
| cn}rL /fOhf]d ;lxt | uf]टा | 5.5 | 7 | 7 | 7 | 7
| clDn;f] /fOhf]d ;lxt | uf]टा | 6.05 | 6.05 | 6.05 | 6.05 | 6.05
| cnf}rL lj?af Seeding | uf]टा | 3.3 | 5 | 5 | 5 | 5
| sfa¦f] cflb कटिंग | uf]टा | 5.5 | 6 | 6 | 6 | 6
| ln+u] af; | uf]टा | 5.5 | 5.5 | 5.5 | 5.5 | 5.5
| j}+z :ofKnLङ्ग slटङ्ग | uf]टा | 12.1 | 12.1 | 12.1 | 12.1 | 12.1
| nx/] lkkn कटिंग ;]ट | uf]टा | 5.5 | 5.5 | 5.5 | 5.5 | 5.5
| g]lko/ सेट | uf]टा | 0.55 | 0.55 | 0.55 | 0.55 | 0.55
| :yfgLo :t/df pTkfbLt lj?jf | uf]टा | 6.05 | 6.05 | 6.05 | 6.05 | 6.05
| डाn] घा;sf j]gf{ jडx/, s"टd]/f, vGo", lsDj' vl/b ubf{ | uf]टा | 11 | 11 | 11 | 11 | 11
| cld¦;f] ;]ट\; vl/b ubf{ | ;]ट\; | 2.2 | 2.2 | 2.2 | 2.2 | 2.2
| /fOvGo" ljp v/Lb | s]=hL= | 12000 | 12000 | 12000 | 12000 | 12000
| v/L ljp v/Lb | s]=hL= | 1650 | 1650 | 1650 | 1650 | 1650
| cu/p8 - Polybag _ | uf]6f | [6 empty] | 500 | 500
| l6d'/ - Polybag _ | uf]6f | [6 empty] | 110 | 110
| cf]v/ - ax'aif]{ _ | uf]6f | [6 empty] | 125 | 125
| af; sndL la?jf vl/b | uf]6f | [6 empty] | 300 | 300
| ;'g sfutL, lah' | uf]6f | [6 empty] | 40 | 40
| ;'g sfutL, sndL | uf]6f | [6 empty] | 100 | 100
| lsjL | uf]6f | [6 empty] | 300 | 300
| Pef]sf8f] | uf]6f | [6 empty] | 150 | 150
| lnrL | uf]6f | [6 empty] | 95 | 95
| cfFk cd¦kfnL | uf]6f | [6 empty] | 120 | 120
| cfFk cGo | uf]6f | [6 empty] | 85 | 85
| >Lv08 lap | s]=hL= | [6 empty] | 4000 | 4000
| j8x/ lap | s]=hL= | [6 empty] | 4000 | 4000
| sk'/ lap | s]=hL= | [6 empty] | 5000 | 5000
| afF;sf] lap | s]=hL= | [6 empty] | 7000 | 7000
| t]hkftsf] lap | s]=hL= | [6 empty] | 4000 | 4000
| df]l/Gufsf] lap | s]=hL= | [6 empty] | 5000 | 5000
| s'l/nf]sf] lap | s]=hL= | [6 empty] | 50000 | 50000
| cGo hl/a'l6/ jgsf] lap | s]=hL= | [5 empty] | ahf/ efp cg';f/
| डाडव/किम्बु बिरुवा (कटिंग),कम्तिमा ६ महिना जरा हालेको | प्रति बोट | [5 empty] | 5 | 6 | 6
| गोबर मोल (कम्तिमा २५ के.जी ) | प्रति डोको | [5 empty] | 50 | 100 | 100
| sDkf]i6 dn | प्रति डोको | [6 empty] | 120 | 120
| बाँस | प्रति घाना | [5 empty] | 350 | 370 | 370
| गौमुत्र | प्रति लिटर | [5 empty] | 5 | 6 | 6
| कफीको बीउ (जात खुलेको ) | प्रति केजी | [5 empty] | 2500 | 2600 | 2600
| ljleGg ;f}Gbo{jw{s lj?jfx? |  | b//]6 ?= |  | 0
| lqm;d; lट्र« | uf]टा | 1000 | 1000 | 1000 | 1000 | 1000 | 1000 | 1050 | 1050
| lqmKटf]d]l/of | uf]टा | 750 | 750 | 750 | 750 | 750 | 750 | 800 | 800
| w'kL ;Nnf | uf]टा | 500 | 500 | 500 | 500 | 500 | 500 | 550 | 550
| sNsLkm'n | uf]टा | 100 | 100 | 100 | 100 | 100 | 100 | 110 | 110
| c;f/]km'n | uf]टा | 250 | 250 | 250 | 250 | 250 | 250 | 280 | 280
| sk'/ | uf]टा | 250 | 250 | 250 | 250 | 250 | 250 | 280 | 280
| czf]s | uf]टा | 200 | 200 | 200 | 200 | 200 | 200 | 230 | 230
| >Lvण्ड | uf]टा | 500 | 500 | 500 | 500 | 500 | 500 | 550 | 550
| ?b¦fIf | uf]टा | 500 | 500 | 500 | 500 | 500 | 500 | 550 | 550
| aflwlrQ | uf]टा | 1000 | 1000 | 1000 | 1000 | 1000 | 1000 | 1050 | 1050
| PShf]/f | uf]टा | 225 | 225 | 225 | 225 | 225 | 225 | 250 | 250
| kmfOs; snf]g | uf]टा | 225 | 225 | 225 | 225 | 225 | 225 | 250 | 250
| rfOlgh ÷tfOjfgL b'af] | ;ट | 5 | 5 | 5 | 5 | 5 | 5 | 6 | 6
| sfk{]6 b'af] / चाइनिज दुबो | j=lkm= | 40 | 40 | 40 | 40 | 40 | 40 | 45 | 45
| तेजपात | गोटा |  | 10 | 10 | 10 | 10 | 10 | 12 | 12
| af+;sf] /fOhf]d | गोटा | 300 | 300 | 300 | 300 | 300 | 300 | 320 | 320
| लिंगे} बाँस | गोटा | 250 | 250 | 250 | 250 | 250 | 250 | 280 | 280
| cld¦;f]sf] /fOhf]d | गोटा | 6 | 6 | 6 | 6 | 6 | 6 | 7 | 7
| lgufnf] h/f ;lxt | गोटा | 15 | 15 | 15 | 15 | 15 | 15 | 17 | 17
| @)) u]hsf] la?jf pdfg{] sfnf] kf]lnlyg y}nf -ljleGg ;fOhsf]_ | s]=hL= | 31 | 310 | 310 | 310 | 310 | 310 | 320 | 320
| ljleGg s[lif ;DaGwL |  |  |  | 0 | 0 | 0
| uf]nf ;lxtsf] df}/L3f/ | गोटा | 7000 | 7000 | 8500 | 8500 | 8500 | 8500 | 9,000।00 | 9000
| vfnL] df}/L3f/ !))% 6'gL | गोटा | 3500 | 3500 | 3500 | 3500 | 3500 | 3500 | 3700 | 3700
| ;fwf/0f df}/L3f/ | गोटा | 3000 | 3000 | 3000 | 3000 | 3000 | 3000 | 3200 | 3200
| g;{/Lsf] nflu dlnnf] df6f] -;+sng nf]ड दुjfgL ;d]t u/fO{ g;{/L If]qdf vl/b ug{]_ |  |  |  | 0 | 0 | 0
| jgsf] & ls=ld= leq | k¦lt #=lkm= | 18.425 | 18.425 | 18.425 | 18.425 | 18.425 | 18.425 | 19 | 19
| v/gfkf] -१६ d'ठाf_ | k¦lt ;f]/xL | 379.5 | 379.5 | 379.5 | 379.5 | 379.5 | 379.5 | 400 | 400
| kf]nLyLg y}nf] -२००u]h_ | k¦lt s=hL= | 330 | 310 | 310 | 310 | 310 | 310 | 350 | 350
lj?jf 9'jfgL ubf{ nf]8, cgnf]8
(a) Loading
| 1) 3" x7" Size Poly Bag Plant | k¦lt a}u | [6 empty] | 1 | 1
| 2) 4" x7" Size Poly Bag Plant | k¦lt a}u | [6 empty] | 1.5 | 1.5
| 3) 5" x8" Size Poly Bag Plant | k¦lt a}u | [6 empty] | 2 | 2
(b) Unloading
| 1) 3" x7" Size Poly Bag Plant | k¦lt a}u | [6 empty] | 0.5 | 0.5
| 2) 4" x7" Size Poly Bag Plant | k¦lt a}u | [6 empty] | 0.75 | 0.75
| 3) 5" x8" Size Poly Bag Plant | k¦lt a}u | [6 empty] | 0.9 | 0.9
| la?jf /f]Kg vf8n vGg] d]l;g | k¦lt गोटा | [6 empty] | 70000 | 70000
| g;{/Ldf la?jf pTkfbg ug{ hFunsf] dflyNnf] txsf] ;+slnt df6f] 9'jfgL | k¦lt 3=ld=/ k¦lt ls=ld= | [6 empty] | 200 | 200
| g;{/Ldf la?jf pTkfbg ug{ vf]nfaf6 ;+slnt afn'jf 9'jfgL | k¦lt 3=ld=/ k¦lt ls=ld= | [6 empty] | 200 | 200
| Green Net 50x3 Sqm ( 1 Roll ) | a08n | [6 empty] | 8000 | 8000
| White Net 100 Sqm ( 1 Roll ) | a08n | [6 empty] | 13000 | 13000
| स्टम्प slट+u |  |  |  | 0 | 0 | 0
| क_ lटs | k¦lt गोटा | 8.525 | 8.525 | 8.525 | 8.525 | 8.525 | 8.525 | 9 | 9
| ख_ cGo hft | k¦lt गोटा | 5.94 | 5.94 | 5.94 | 5.94 | 5.94 | 5.94 | 6.5 | 6.5
| kf]lnlyg y}nf]df |  |  |  | 0 | 0 | 0
| १_ l;/L;,jsfOnf],skf;,d;nf,l;dn,jj'/,sf+luof],Olkn,ट+fsL,sf]O/fnf] cflb-kf]lnlyg y}nf]df_ | k¦lt गोटा | 7.865 | 7.865 | 7.865 | 7.865 | 7.865 | 7.865 | 8 | 8
| २_ lटs -3*7) ;fOh | k¦lt गोटा | 10.23 | 10.23 | 10.23 | 10.23 | 10.23 | 10.23 | 10.5 | 10.5
| ३_ lटs (3*7) ;fOh -Psf jif{ eGbf aदL pd]/sf]_ | k¦lt गोटा | 16.225 | 16.225 | 16.225 | 16.225 | 16.225 | 16.225 | 16.5 | 16.5
| ४_ ;a} hftsf] Ps jif{ eGbf aदL pd]/sf] lj?jf -१०*१२_ | k¦lt गोटा | 148.5 | 148.5 | 148.5 | 148.5 | 148.5 | 148.5 | 160 | 160
| वन संग सम्बन्धित अन्य |  |  |  | 0 | 0 | 0
| बाँसको ट्रिगार्ड (५' उचाई र ६' गोलाइको) | गोटा |  | 1500 | 1500 | 1500 | 1500 | 1500 | 1600 | 1600
| मेटलको ट्रिगार्ड (५' उचाई र ६' गोलाइको) | गोटा |  | 4000 | 4000 | 4000 | 4000 | 4000 | 4300 | 4300
2 | cGo ljljw ;fdu¦Lx? |  |  |  | 0 | 0 | 0
| af; 25' nfdf] | uf]टf | 242 | 242 | 245 | 245 | 245 | 245 | 260 | 260
| jf;sf] dfb¦f] (6' x 3') | uf]टf | 297 | 297 | 300 | 300 | 300 | 300 | 320 | 320
| v/ ४ xft] डf]/Lsf] k¦tL gfkf] | gfkf] | 55 | 55 | 55 | 55 | 55 | 55 | 60 | 60
| छjfnL ४ xft] डf]/Lsf] k¦tL gfkf] | gfkf] | 60.5 | 60.5 | 65 | 65 | 65 | 65 | 70 | 70
| bfp/f | s]hL | 10 | 10 | 10 | 10 | 10 | 10 | 17 | 17
| ?v 5kfg tyf gDal/u+ | k¦lt गोटा | [6 empty] | 30 | 30
| uf]lnof sf7 s6fg d'5fg | 3=lkm= | [6 empty] | 25 | 25
| l/u+ agfpg] sfo{ | 3=lkm= | [6 empty] | 3 | 3
| uf]lnofsf] af]qmf lemSg] sfo{ | 3=lkm= | [6 empty] | 5 | 5
| uf]lnof sf7 nf]l8u+ sfo{ | 3=lkm= | [6 empty] | 25 | 25
| uf]lnof sf7 ofl8u++ sfo{ ( Yarding ) | 3=lkm= | [6 empty] | 25 | 25
| uf]lnof sf7 cgnf]l8u+ sfo{ | 3=lkm= | [6 empty] | 8 | 8
| uf]lnof sf7 kfOlnu+ sfo{ ( Piling ) | 3=lkm= | [6 empty] | 10 | 10
uf]lnof sf7 9'jfgL
| ) b]lv !) ls=ld= ;Ddf | 3=lkm= | [6 empty] | 40 | 40
| ) b]lv @) ls=ld= ;Ddf | 3=lkm= | [6 empty] | 45 | 45
| ) b]lv #) ls=ld= ;Ddf | 3=lkm= | [6 empty] | 50 | 50
| #) ls=ld= eGbf 6f9f | 3=lkm= | [6 empty] | 55 | 55
| bfp/f s6fg d'5fg sfo{ | r§f | [6 empty] | 3000 | 3000
| bfp/f ofl8{u+ (Yarding ) sfo{ | r§f | [6 empty] | 2000 | 2000
| bfp/f nf]l8u+ sfo{ | r§f | [6 empty] | 1800 | 1800
| bfp/f cgnf]l8u+ sfo{ | r§f | [6 empty] | 1200 | 1200
| bfp/f r§f lgdf{0f sfo{ | r§f | [6 empty] | 2000 | 2000
bfp/f 9'jfgL
| ) b]lv !) ls=ld= ;Ddf | r§f | [6 empty] | 3300 | 3300
| ) b]lv @) ls=ld= ;Ddf | r§f | [6 empty] | 4000 | 4000
| ) b]lv @% ls=ld= ;Ddf jf 6f9f | r§f | [6 empty] | 4500 | 4500

## Others (2)
ठ. गुल्मी जिल्लाको आ.व. २०८१/८२ को लागि अन्य निर्माण सामाग्रीहरुको दररेट:-
s¦=;= | lgdf{)f ;fdfu¦Lx?sf] ljj/)f | k¦lt OsfO{ | :jLs[t b//]^ 073÷74 | स्वीकृत जिल्ला दररेट ०७४/०७५ | #REF! | जिल्ला दररेट ०७७/०७८ | जिल्ला दररेट ०७८/०७९ | जिल्ला दररेट ०७९/८० | जिल्ला दररेट ०८०/८१ | जिल्ला दररेट ०८१/८२
1 | Eco Panel | [9 empty] | 105%
| 50mm EPS Sandwich Panel with necessary installation but excluding metal works | sq.ft |  | 225 | 275 | 275 | 275 | 275 | 288 | 288 | 288
| 60mm EPS Sandwich Panel with necessary installation but excluding metal works | sq.ft |  | 310 | 360 | 360 | 360 | 360 | 378 | 378 | 378
| 75mm EPS Sandwich Panel with necessary installation but excluding metal works | sq.ft |  | 365 | 415 | 415 | 415 | 415 | 435 | 435 | 435
| 90mm EPS Sandwich Panel with necessary installation but excluding metal works | sq.ft |  | 430 | 480 | 480 | 480 | 480 | 504 | 504 | 504
| 120mm EPS Sandwich Panel with necessary installation but excluding metal works | sq.ft |  | 525 | 575 | 575 | 575 | 575 | 603 | 603 | 603
| 60mm EPS Solid Panel with necessary installation but excluding metal works | sq.ft |  | 200 | 250 | 250 | 250 | 250 | 262 | 262 | 262
| 75mm EPS Solid Panel with necessary installation but excluding metal works | sq.ft |  | 265 | 315 | 315 | 315 | 315 | 330 | 330 | 330
| 90mm EPS Solid Panel with necessary installation but excluding metal works | sq.ft |  | 315 | 365 | 365 | 365 | 365 | 383 | 383 | 383
| 90mm EPS Hollow Panel with necessary installation but excluding metal works | sq.ft |  | 235 | 285 | 285 | 285 | 285 | 299 | 299 | 299
2 | lz;f ;fbf |  |  |  | 0 | 0 | 0 |  | 0 | 0 | 0
| ३ dL=dL | j=kmL | 80 | 80 | 80 | 80 | 80 | 80 | 84 | 84 | 84
| ४ dL=dL | j=kmL | 110 | 110 | 110 | 110 | 110 | 110 | 115 | 115 | 115
| ५ dL=dL | j=kmL | 135 | 135 | 135 | 135 | 135 | 135 | 141 | 141 | 141
| j"§] P]gf | j=kmL | 65 | 65 | 65 | 65 | 65 | 65 | 68 | 68 | 68
3 | sfठsf] ln:टL |  |  |  | 0 | 0 | 0 |  | 0 | 0 | 0
| 0.5" -1" l;;f} sfठsf] | /=dL= | 38 | 38 | 38 | 38 | 38 | 38 | 39 | 39 | 39
| 1" -1.5 l;;f} sfठsf] | /=dL= | 54 | 54 | 54 | 54 | 54 | 54 | 56 | 56 | 56
| 0.5" -1" s"sfठ sfठsf] | /=dL= | 22 | 22 | 22 | 22 | 22 | 22 | 23 | 23 | 23
| 1" -1.5" s"sfठ sfठsf] | /=dL= | 26 | 26 | 26 | 26 | 26 | 26 | 27 | 27 | 27
4 | sfk]{ट |  |  | 0 | 0 | 0 | 0 |  | 0 | 0 | 0
| lngf]lgod sfk]{ट | j=kmL | 27.5 | 27.5 | 27.5 | 27.5 | 27.5 | 27.5 | 28 | 28 | 28
| lg*n k~r sfk]{ट | j=kmL | 33 | 33 | 33 | 33 | 33 | 33 | 34 | 34 | 34
| a]nlhod sfk]{ट | j=kmL= | 38.5 | 38.5 | 38.5 | 38.5 | 38.5 | 38.5 | 40 | 40 | 40
| kfs]{lट+u -l;;f}+ lngf]lnod_ | j=kmL= | 330 | 330 | 330 | 330 | 330 | 330 | 346 | 346 | 346
5 | प्लाइउड Commercial |  |  | 0 | 0 | 0 | 0 |  | 0 | 0 | 0
| ६ dL=dL= | j=kmL= | 22 | 22 | 22 | 31 | 31 | 31 | 32 | 32 | 32
| ८ dL=dL= | j=kmL= | 35 | 35 | 35 | 38 | 38 | 38 | 39 | 39 | 39
| १० dL=dL= | j=kmL= | 45 | 45 | 45 | 40 | 40 | 40 | 42 | 42 | 42
| १२ dL=dL= | j=kmL= | 50 | 50 | 50 | 45 | 45 | 45 | 47 | 47 | 47
| १८/१९ एम.एम | j=kmL= | 100 | 100 | 100 | 69 | 69 | 69 | 72 | 72 | 72
| टLs KnfO |  |  | 0 | 0 | 0 | 0 |  | 0 | 0 | 0
| ४ dL=dL= | j=kmL= | 35 | 35 | 35 | 35 | 35 | 35 | 36 | 36 | 36
| ६ dL=dL= | j=kmL= | 58 | 58 | 58 | 53 | 53 | 53 | 55 | 55 | 55
| ९ dL=dL= | j=kmL= | 63 | 63 | 63 | 90 | 90 | 90 | 94 | 94 | 94
| १२ dL=dL= | j=kmL= | 81 | 81 | 81 | 110 | 110 | 110 | 115 | 115 | 115
| वाटर प्रुफ पलाई | [7 empty] | 0 | 0 | 0
| १२ एम.एम | j=kmL= |  |  |  | 95 | 95 | 95 | 99 | 99 | 99
| १८/१९ एम.एम | j=kmL= |  |  |  | 115 | 115 | 115 | 120 | 120 | 120
| False Ceiling with water proof Gypsum | j=kmL= |  |  |  | 115 | 115 | 115 | 120 | 120 | 120
6 | cGo ljljw ;fdu¦Lx? |  |  |  | 0 | 0 | 0 |  | 0 | 0 | 0
| /j/ l;n १०० b]lv १५० dL=dL= | dLट/ | 632.5 | 632.5 | 635 | 635 | 635 | 635 | 666 | 666 | 666
| yf]kf l;+rfO{ ;]ट - 125 dL=dL= eGbf sd_ | सेट | 1980 | 1980 | 1980 | 1980 | 1980 | 1980 | 2079 | 2079 | 2079
| yf]kf l;+rfO{ ;]^ - १२५ dL=dL=_ | सेट | 2667.5 | 2667.5 | 2670 | 2670 | 2670 | 2670 | 2803 | 2803 | 2803
| छाgf छाpg] sfटL (Cap Nail) ७५ b]vL 80 uf]टf k¦lt s]= hL= | s]=hL= | 198 | 198 | 200 | 200 | 200 | 200 | 210 | 210 | 210
| o' x"s ८" nfdf] | s]=hL= | 22 | 22 | 25 | 25 | 25 | 25 | 26 | 26 | 26
| vfS;L kftf | kftf | 5.5 | 5.5 | 10 | 10 | 10 | 10 | 10 | 10 | 10
| vfS;L kftf | dL= | 60.5 | 60.5 | 65 | 65 | 65 | 65 | 68 | 68 | 68
| vfnL h"ट af]/f gof | dL= | 66 | 66 | 70 | 70 | 70 | 70 | 73 | 73 | 73
| vfnL h"ट af]/f k"/fgf] | dL= | 17.6 | 17.6 | 20 | 20 | 20 | 20 | 21 | 21 | 21
| KnfiटLs lqkfn १२ lkmट * १२ lkmट | dL= | 1100 | 1100 | 1100 | 1100 | 1100 | 1100 | 1155 | 1155 | 1155
| gfOng km\nfO :sL¦g | /dL | 66 | 66 | 70 | 70 | 70 | 70 | 73 | 73 | 73
| kmfOj/ Unf; | /kmL | 193.6 | 193.6 | 195 | 195 | 195 | 195 | 204 | 204 | 204
| kf]lnyLg l;ट -५००u]h_ | /dL | 27.5 | 27.5 | 30 | 30 | 30 | 30 | 31 | 31 | 31
| nlsङ्ग ;]ट ;fdfGo | uf]टf | 145.2 | 145.2 | 150 | 150 | 150 | 150 | 157 | 157 | 157
| ;gdfO{sf /lxt jfट/k¦"km jf]ड{ KnfO ३८ dL dL | jkmL | 157.3 | 157.3 | 160 | 160 | 160 | 160 | 168 | 168 | 168
| ;gdfO{sf ;lxt jfट/k¦"km jf]ड{ KnfO ३८ dL dL | jkmL | 169.4 | 169.4 | 170 | 170 | 170 | 170 | 178 | 178 | 178
| jiff{bsf] kfgL ;+sng घ}टfsf] ढSsg २२ u]h | uf]टf | 1028.5 | 1028.5 | 1030 | 1030 | 1030 | 1030 | 1081 | 1081 | 1081
| jiff{bsf] kfgL ;+sng घ}टfsf] ढSsg २६ u]h | uf]टf | 847 | 847 | 850 | 850 | 850 | 850 | 892 | 892 | 892
| lxNट]s÷ lhGट]s kfgL ट+sL | lnट/ | 9.2 | 9.2 | 10 | 9 | 9 | 9 | 9 | 9 | 9
| Nepal Standard (33 kg) पानी ट्यांकी | lnट/ |  |  |  | 12 | 12 | 12 | 12 | 12 | 12
| :टLn ट+ofs | 1000lt. | 20000 | 20000 | 20000 | 20000 | 20000 | 20000 | 21000 | 21000 | 21000
| :टLn ट+ofs | 500lt. | 15000 | 15000 | 15000 | 15000 | 15000 | 15000 | 15750 | 15750 | 15750
| 2"x2" Chain link | Sqm | 500 |  |  | 500 | 500 | 500 | 525 | 525 | 525

## Pipes
vfg]kfgLsf] kfOk ;DaGwLM
क. PE 100 Grade HDPE pipe
S.N. | Size of Pipes |  | Pressure Rating | Unit | FY 2078/79 | FY 2079/80 | FY 2080/81 | FY 2081/82
| MM | Inch
1 | 20 | 1/2'' | PN 16 | R.M. | 37.13 | 37.13 | 38 | 38
2 | 25 | 3/4'' | PN 12.5 | R.M. | 47.58 | 47.58 | 49 | 49
|  |  | PN 16 | R.M. | 57.2 | 57.2 | 60 | 60
3 | 32 | 1'' | PN 10 | R.M. | 64.34 | 64.34 | 67 | 67
|  |  | PN 12.5 | R.M. | 75.35 | 75.35 | 79 | 79
|  |  | PN 16 | R.M. | 92.95 | 92.95 | 97 | 97
4 | 40 | 1.25'' | PN 10 | R.M. | 99 | 99 | 103 | 103
|  |  | PN 12.5 | R.M. | 119.35 | 119.35 | 125 | 125
|  |  | PN 16 | R.M. | 143.83 | 143.83 | 151 | 151
5 | 50 | 1.5'' | PN 6 | R.M. | 100.38 | 100.38 | 105 | 105
|  |  | PN 10 | R.M. | 152.63 | 152.63 | 160 | 160
|  |  | PN 12.5 | R.M. | 185.08 | 185.08 | 194 | 194
|  |  | PN 16 | R.M. | 222.2 | 222.2 | 233 | 233
6 | 63 | 2'' | PN 6 | R.M. | 156.2 | 156.2 | 164 | 164
|  |  | PN 10 | R.M. | 242.55 | 242.55 | 254 | 254
|  |  | PN 12.5 | R.M. | 287.93 | 287.93 | 302 | 302
|  |  | PN 16 | R.M. | 349.25 | 349.25 | 366 | 366
7 | 75 | 2.5'' | PN 6 | R.M. | 224.4 | 224.4 | 235 | 235
|  |  | PN 10 | R.M. | 343.2 | 343.2 | 360 | 360
|  |  | PN 12.5 | R.M. | 407.28 | 407.28 | 427 | 427
|  |  | PN 16 | R.M. | 495 | 495 | 519 | 519
8 | 90 | 3'' | PN 6 | R.M. | 315.7 | 315.7 | 331 | 331
|  |  | PN 10 | R.M. | 491.43 | 491.43 | 516 | 516
|  |  | PN 12.5 | R.M. | 589.6 | 589.6 | 619 | 619
|  |  | PN 16 | R.M. | 712.53 | 712.53 | 748 | 748
9 | 110 | 4'' | PN 6 | R.M. | 464.2 | 464.2 | 487 | 487
|  |  | PN 10 | R.M. | 726.83 | 726.83 | 763 | 763
|  |  | PN 12.5 | R.M. | 873.68 | 873.68 | 917 | 917
|  |  | PN 16 | R.M. | 1056 | 1056 | 1108 | 1108
10 | 140 | 5'' | PN 6 | R.M. | 756.25 | 756.25 | 794 | 794
|  |  | PN 10 | R.M. | 1171.78 | 1171.78 | 1230 | 1230
|  |  | PN 12.5 | R.M. | 1411.3 | 1411.3 | 1481 | 1481
|  |  | PN 16 | R.M. | 1707.48 | 1707.48 | 1792 | 1792
11 | 160 | 6'' | PN 6 | R.M. | 984.23 | 984.23 | 1033 | 1033
|  |  | PN 10 | R.M. | 1528.72 | 1528.72 | 1605 | 1605
|  |  | PN 12.5 | R.M. | 1841.13 | 1841.13 | 1933 | 1933
|  |  | PN 16 | R.M. | 2236.85 | 2236.85 | 2348 | 2348
12 | 180 | 7'' | PN 6 | R.M. | 1242.45 | 1242.45 | 1304 | 1304
|  |  | PN 10 | R.M. | 1939.85 | 1939.85 | 2036 | 2036
|  |  | PN 12.5 | R.M. | 2328.15 | 2328.15 | 2444 | 2444
|  |  | PN 16 | R.M. | 2820.4 | 2820.4 | 2961 | 2961
13 | 200 | 8'' | PN 6 | R.M. | 1530.1 | 1530.1 | 1606 | 1606
|  |  | PN 10 | R.M. | 2391.95 | 2391.95 | 2511 | 2511
|  |  | PN 12.5 | R.M. | 2871.28 | 2871.28 | 3014 | 3014
|  |  | PN 16 | R.M. | 3483.43 | 3483.43 | 3657 | 3657
14 | 225 | 9'' | PN 6 | R.M. | 1953.88 | 1953.88 | 2051 | 2051
|  |  | PN 10 | R.M. | 3035.45 | 3035.45 | 3187 | 3187
|  |  | PN 12.5 | R.M. | 3655.3 | 3655.3 | 3838 | 3838
|  |  | PN 16 | R.M. | 4407.15 | 4407.15 | 4627 | 4627
ख) GI Pipe Ex-Factory
S.N. | Size of Pipes |  | Class | Unit | FY 2078/79 | FY 2079/80 | FY 2080/81 | FY 2081/82
| Inch | [7 empty] | स्यांजा |  |  | पाल्पा
3 | 1/2'' |  | Light | R.M. | 153 | 184 | 193 | 193 | 150 | -0.019608 | 142 | 156 | 0.098592
|  |  | Medium | R.M. | 180 | 220 | 231 | 231 |  |  | 165 | 181 | 0.09697
|  |  | Heavy | R.M. | 216 | 261 | 274 | 274 |  |  | 195 | 214 | 0.097436
4 | 3/4'' |  | Light | R.M. | 209 | 260 | 273 | 273 | 210 | 0.0047847 | 193 | 212 | 0.098446
|  |  | Medium | R.M. | 230 | 275 | 288 | 288 |  |  | 210 | 231 | 0.1
|  |  | Heavy | R.M. | 271 | 320 | 336 | 336 |  |  | 246 | 270 | 0.097561
5 | 1'' |  | Light | R.M. | 293 | 360 | 378 | 378 | 290 | -0.010239 | 269 | 295 | 0.096654
|  |  | Medium | R.M. | 349 | 420 | 441 | 441 |  |  | 314 | 345 | 0.098726
|  |  | Heavy | R.M. | 409 | 492 | 516 | 516 |  |  | 369 | 405 | 0.097561
6 | 1 1/4'' |  | Light | R.M. | 376 | 460 | 483 | 483 | 375 | -0.0026596 | 345 | 379 | 0.098551
|  |  | Medium | R.M. | 455 | 548 | 575 | 575 |  |  | 410 | 451 | 0.1
|  |  | Heavy | R.M. | 525 | 628 | 659 | 659 |  |  | 470 | 517 | 0.1
7 | 1 1/2'' |  | Light | R.M. | 468 | 567 | 595 | 595 | 465 | -0.0064103 | 424
|  |  | Medium | R.M. | 523 | 628 | 659 | 659 |  |  | 470 | 517 | 0.1
|  |  | Heavy | R.M. | 604 | 725 | 761 | 761 |  |  | 543 | 597 | 0.099448
8 | 2'' |  | Light | R.M. | 591 | 716 | 751 | 751 | 570 | -0.035533 | 536 | 589 | 0.098881
|  |  | Medium | R.M. | 719 | 857 | 899 | 899 |  |  | 642 | 706 | 0.099688
|  |  | Heavy | R.M. | 889 | 1055 | 1107 | 1107 |  |  | 790 | 869 | 0.1
9 | 2 1/2'' |  | Light | R.M. | 819 | 985 | 1034 | 1034 | 815 | -0.004884 | 738 | 811 | 0.098916
|  |  | Medium | R.M. | 918 | 1094 | 1148 | 1148 |  |  | 820 | 902 | 0.1
|  |  | Heavy | R.M. | 1112 | 1321 | 1387 | 1387 |  |  | 989 | 1089 | 0.10111
10 | 3'' |  | Light | R.M. | 962 | 1158 | 1215 | 1215 | 960 | -0.002079 | 867 | 953 | 0.099193
|  |  | Medium | R.M. | 1143 | 1402 | 1472 | 1472 |  |  | 1016 | 1117 | 0.099409
|  |  | Heavy | R.M. | 1310 | 1608 | 1688 | 1688 |  |  | 1165 | 1281 | 0.099571
11 | 4'' |  | Light | R.M. | 1384 | 1626 | 1707 | 1707 | 1380 | -0.0028902 | 1239 | 1326 | 0.070218
|  |  | Medium | R.M. | 1712 | 2015 | 2115 | 2115 |  |  | 1509 | 1659 | 0.099404
|  |  | Heavy | R.M. | 1982 | 2413 | 2533 | 2533 |  |  | 1807 | 1987 | 0.099613
12 | 5'' |  | Light | R.M. | 2112 | 2322 | 2438 | 2438 | 2115 | 0.0014205
|  |  | Medium | R.M. | 2236 | 2690 | 2824 | 2824
|  |  | Heavy | R.M. | 2549 | 3105 | 3260 | 3260
13 | 6'' |  | Light | R.M. | 2509 | 2932 | 3078 | 3078 | 2510 | 0.00039857
|  |  | Medium | R.M. | 2705 | 3133 | 3289 | 3289
|  |  | Heavy | R.M. | 2885 | 3545 | 3722 | 3722
14 | 8' |  | Medium | R.M. |  | 5103 | 5358 | 5358
|  |  | Heavy | R.M. |  | 5458 | 5730 | 5730
15 | 6' MS Casing Pipe( 5.5 ±5% mm thick ) |  | Normal | R.M. |  |  | 3650 | 3650
ग=Water Meter
s¦=;= | ;fOh |  |  | OsfO{ | २०७८/७९ | २०७९/८० | २०८०/८१ | २०८१/८२
1 | १/२" |  |  | गोटा | 1300 | 1300 | 1365 | 1365 | 1250 | 0.96154 | 1252.8
2 | ३/४" |  |  | गोटा | 2200 | 2200 | 2310 | 2310 |  |  | 2016
3 | १" |  |  | गोटा | 3200 | 3200 | 3360 | 3360 |  |  | 2952
4 | ११/४" |  |  | गोटा | 4960 | 4960 | 5208 | 5208 |  |  | 5661.36
5 | ११/२" |  |  | गोटा | 5360 | 5360 | 5628 | 5628 |  |  | 6291.36
6 | २" |  |  | गोटा | 8000 | 8000 | 8400 | 8400 |  |  | 9104.4
7 | २१/२" |  |  | गोटा | 12000 | 12000 | 12600 | 12600 |  |  | 13500
8 | ३" |  |  | गोटा | 13600 | 13600 | 14280 | 14280 |  |  | 15865.2
9 | ४" |  |  | गोटा | 15200 | 15200 | 15960 | 15960 |  |  | 17344.8
11 | ६" |  |  | गोटा | 24800 | 24800 | 26040 | 26040 |  |  | 28202.4
12 | ८" |  |  | गोटा | 34400 | 34400 | 36120 | 36120 |  |  | 39499.2
13 | १०" |  |  | गोटा | 76000 | 76000 | 79800 | 79800 |  |  | 85712.4
| घ=HDPE Pipe जडान गर्ने "Electric but fusion machine for HDPE Pipe from 40mm to 160 mm including electric heating plate all complete set". |  |  | इकाई | २०७8/७9 | २०७9/80 | २०८०/8१ | २०८०/8१
|  |  |  | सेट | 181000 | 181000 | 190050 | 190050

## Mat-Fitt
#= lh=cfO{, Pr=*L=lk= tyf cGo lkml^éx?
s¦=;= | lkml^éx?÷;fOh | OsfO{ | :jLs[t b//]^ 070÷71 | [17 empty] | s}lkmot
|  |  | 1÷2Æ |  | 3÷4Æ |  | 1Æ |  | 1 1÷4Æ |  | 1 1÷2Æ |  | 2Æ |  | 2 1÷2Æ |  | 3Æ |  | 4Æ
1 | hL=cfO{ PNjf] | kL; | 42 |  | 66 |  | 105 |  | 160 |  | 220 |  | 335 |  | 640 |  | 850 |  | 1525
2 | hL=cfO{ ;s]^ | kL; | 38 |  | 60 |  | 75 |  | 117 |  | 157 |  | 244 |  | 360 |  | 522 |  | 925
3 | hL=cfO{ o"lgog | kL; | 113 |  | 157 |  | 209 |  | 307 |  | 406 |  | 565 |  | 1056 |  | 1462 |  | 2006
4 | x]S; lgKkn | kL; | 47 |  | 67 |  | 96 |  | 154 |  | 191 |  | 284
4.1 | hL=cfO{ lgKkn 2Æ nfdf] | kL; | 30.8 |  | 39 |  | 55.7 |  | 77.7 |  | 89.4 |  | 123.6 |  | 157.8 |  | 197.1 |  | 295.6
4.2 | hL=cfO{ lgKkn 3Æ nfdf] | kL; | 46.2 |  | 68.5 |  | 89.6 |  | 116.5 |  | 134.1 |  | 185.3 |  | 236.7 |  | 295.8 |  | 443.2
4.3 | hL=cfO{ lgKkn 4Æ nfdf] | kL; | 61.5 |  | 78 |  | 119.4 |  | 155.3 |  | 173.8 |  | 247.1 |  | 215.6 |  | 394.1 |  | 590.9
4.4 | hL=cfO{ lgKkn 6Æ nfdf] | kL; | 92.3 |  | 117 |  | 179.1 |  | 232.5 |  | 268.2 |  | 370.6 |  | 473.8 |  | 591.1 |  | 886.2
4.5 | hL=cfO{ lgKkn 9Æ nfdf] | kL; | 138.4 |  | 175.5 |  | 268.7 |  | 349.3 |  | 402.3 |  | 555.9 |  | 710 |  | 886.6 |  | 1329.4
4.6 | hL=cfO{ lgKkn 12Æ nfdf] | kL; | 184.5 |  | 234 |  | 368.2 |  | 485.8 |  | 536.4 |  | 741.2 |  | 946.6 |  | 1182.1 |  | 1772.6
4.7 | hL=cfO{ lgKkn 18Æ nfdf] | kL; | 276.7 |  | 351 |  | 537.3 |  | 698.6 |  | 804.8 |  | 1111.7 |  | 1419.9 |  | 1773.1 |  | 2858.7
5 | a¦f; o"lgog | kL; | 246 |  | 493 |  | 577 |  | 763 |  | 1141 |  | 1240
6 | Pr=*L=kL=÷hL=cfO{ kmn]Gh;]^ | kL; | [10 empty] | 1196 |  | 1451 |  | 1795 |  | 2136
7 | hL=cfO{÷hL=cfO{ kmn]Gh;]^ | kL; | [10 empty] | 1196 |  | 1396 |  | 1776 |  | 1942
8 | Pr=*L=kL=÷Pr=*L=kL= kmn]Gh;]^ | kL; | [10 empty] | 1281 |  | 1535 |  | 1689
9 | hL=cfO{= Osjn ^L | kL; | 66 |  | 103 |  | 139 |  | 219 |  | 267 |  | 418 |  | 730 |  | 1050 |  | 1879
10 | hL=cfO{ P)* Sofk | kL; | 17 |  | 29 |  | 37 |  | 66 |  | 77 |  | 97 |  | 180 |  | 245 |  | 374
11 | a¦f; u]^ eNa | kL; | 737 |  | 1018 |  | 1630 |  | 2219 |  | 2777 |  | 4748 |  | 10782 |  | 15620 |  | 27624
12 | Unf]a eNa | kL; | 673 |  | 1004 |  | 1513 |  | 2712 |  | 3354 |  | 5095 |  | 10833 |  | 15622 |  | 27612
13 | :n"O; eNa | kL; | [8 empty] | 3358 |  | 5100
14 | kmnf]^ eNa | kL; | 2777 |  | 3550 |  | 4372 |  | 9363 |  | 13411 |  | 21245
15 | Po/ eNa | kL; | 3008 |  | 3614
ढ | lh=cfO{= Pr=डL=lk= tyf cGo lkmटिङ्गx?
s¦=;= | lkmlटङ्गx?÷;fOh | OsfO{ | स्वीकृत जिल्ला दररेट २०८१/८२ | [17 empty] | s}lkmot
|  |  | 1÷2Æ | १/२" | 3÷4Æ | ३/४" | 1Æ | १" | 1 1÷4Æ | ११/४" | 1 1÷2Æ | ११/२" | 2Æ | २" | 2 1÷2Æ | २१/२" | 3Æ | ३" | 4Æ | ४"
1 | hL=cfO{ PNjf] | वटा | 42 | 50.7375 | 74.415 | 80.0525 | 118.3875 | 126.28 | 180.4 | 192.8025 | 248.05 | 264.9625 | 377.7125 | 403.645 | 721.6 | 772.3375 | 958.375 | 1026.025 | 1719.4375 | 1840.08 |  | 1.1 | 55.8112 | 81.8565 | 88.0577 | 130.2262 | 138.908 | 198.44 | 212.0827 | 272.855 | 291.4587 | 415.4837 | 444.0095 | 793.76 | 849.5712 | 1054.2125 | 1128.6275 | 1891.3812 | 2024.088
2 | hL=cfO{ ;s]ट | वटा | 38 | 46.2275 | 67.65 | 72.16 | 84.5625 | 90.2 | 131.9175 | 140.9375 | 177.0175 | 189.42 | 275.11 | 294.2775 | 405.9 | 434.0875 | 588.555 | 630.2725 | 1042.9375 | 1116.225 |  |  | 50.8503 | 74.415 | 79.376 | 93.0187 | 99.22 | 145.1092 | 155.0312 | 194.7192 | 208.362 | 302.621 | 323.7052 | 446.49 | 477.4962 | 647.4105 | 693.2997 | 1147.2313 | 1227.8475
3 | hL=cfO{ o"lgog | वटा | 113 | 136.4275 | 177.0175 | 189.42 | 235.6475 | 252.56 | 346.1425 | 369.82 | 457.765 | 489.335 | 637.0375 | 682.1375 | 1190.64 | 1274.075 | 1648.405 | 1763.41 | 2261.765 | 2419.615 |  |  | 150.0702 | 194.7192 | 208.362 | 259.2122 | 277.816 | 380.7567 | 406.802 | 503.5415 | 538.2685 | 700.7413 | 750.3513 | 1309.704 | 1401.4825 | 1813.2455 | 1939.751 | 2487.9415 | 2661.5765
4 | x]S; lgKkn | वटा | 47 | 59.7575 | 75.5425 | 84.5625 | 108.24 | 121.77 | 173.635 | 195.0575 | 215.3525 | 242.4125 | 320.21 | 359.6725 | 0 | 0 | 0 | 0 | 0 | 0 |  |  | 65.7332 | 83.0967 | 93.0187 | 119.064 | 133.947 | 190.9985 | 214.5632 | 236.8877 | 266.6537 | 352.231 | 395.6397 | 0 | 0 | 0 | 0 | 0 | 0
4.1 | hL=cfO{ lgKkn २Æ nfdf] | वटा | 30.8 | 37.2075 | 43.9725 | 47.355 | 62.8017 | 67.65 | 87.6068 | 93.5825 | 100.7985 | 108.24 | 139.359 | 148.83 | 177.9195 | 190.5475 | 222.2302 | 237.9025 | 333.289 | 356.29 |  |  | 40.9282 | 48.3697 | 52.0905 | 69.0819 | 74.415 | 96.3674 | 102.9407 | 110.8783 | 119.064 | 153.2949 | 163.713 | 195.7115 | 209.6022 | 244.4533 | 261.6927 | 366.6179 | 391.919
4.2 | hL=cfO{ lgKkn ३Æ nfdf] | वटा | 46.2 | 55.2475 | 77.2337 | 82.3075 | 101.024 | 108.24 | 131.3537 | 140.9375 | 151.1977 | 161.2325 | 208.9257 | 223.245 | 266.8792 | 285.2575 | 333.5145 | 357.4175 | 499.708 | 534.435 |  |  | 60.7722 | 84.9571 | 90.5382 | 111.1264 | 119.064 | 144.4891 | 155.0312 | 166.3175 | 177.3558 | 229.8183 | 245.5695 | 293.5672 | 313.7833 | 366.8659 | 393.1592 | 549.6788 | 587.8785
4.3 | hL=cfO{ lgKkn ४Æ nfdf] | वटा | 61.5 | 74.415 | 87.945 | 93.5825 | 134.6235 | 144.32 | 175.1008 | 187.165 | 195.9595 | 209.715 | 278.6052 | 297.66 | 243.089 | 260.4525 | 444.3478 | 475.805 | 666.2397 | 712.58 |  |  | 81.8565 | 96.7395 | 102.9407 | 148.0858 | 158.752 | 192.6108 | 205.8815 | 215.5555 | 230.6865 | 306.4658 | 327.426 | 267.3979 | 286.4977 | 488.7825 | 523.3855 | 732.8637 | 783.838
4.4 | hL=cfO{ lgKkn ६Æ nfdf] | वटा | 92.3 | 111.6225 | 131.9175 | 140.9375 | 201.9352 | 216.48 | 262.1437 | 280.7475 | 302.3955 | 323.5925 | 417.8515 | 447.6175 | 534.2095 | 571.6425 | 666.4652 | 712.58 | 999.1905 | 1068.87 |  |  | 122.7848 | 145.1092 | 155.0312 | 222.1288 | 238.128 | 288.3581 | 308.8222 | 332.635 | 355.9517 | 459.6366 | 492.3792 | 587.6304 | 628.8067 | 733.1118 | 783.838 | 1099.1096 | 1175.757
4.5 | hL=cfO{ lgKkn ९Æ nfdf] | वटा | 138.4 | 166.87 | 197.8762 | 211.97 | 302.9592 | 324.72 | 393.8357 | 421.685 | 453.5932 | 484.825 | 626.7772 | 670.8625 | 800.525 | 856.9 | 999.6415 | 1069.9975 | 1498.8985 | 1603.305 |  |  | 183.557 | 217.6639 | 233.167 | 333.2552 | 357.192 | 433.2193 | 463.8535 | 498.9526 | 533.3075 | 689.455 | 737.9487 | 880.5775 | 942.59 | 1099.6056 | 1176.9972 | 1648.7884 | 1763.6355
4.6 | hL=cfO{ lgKkn १२Æ nfdf] | वटा | 184.5 | 222.1175 | 263.835 | 281.875 | 415.1455 | 444.235 | 547.7395 | 586.3 | 604.791 | 647.185 | 835.703 | 894.1075 | 1067.2915 | 1142.1575 | 1332.8177 | 1426.2875 | 1998.6065 | 2138.8675 |  |  | 244.3292 | 290.2185 | 310.0625 | 456.66 | 488.6585 | 602.5135 | 644.93 | 665.2701 | 711.9035 | 919.2733 | 983.5182 | 1174.0206 | 1256.3732 | 1466.0995 | 1568.9162 | 2198.4671 | 2352.7542
4.7 | hL=cfO{ lgKkn १८Æ nfdf] | वटा | 276.7 | 333.74 | 395.7525 | 423.94 | 605.8057 | 648.3125 | 787.6715 | 843.37 | 907.412 | 970.7775 | 1253.4417 | 1341.725 | 1600.9372 | 1712.6725 | 1999.1702 | 2138.8675 | 3223.1842 | 3449.0225 |  |  | 367.114 | 435.3277 | 466.334 | 666.3863 | 713.1437 | 866.4386 | 927.707 | 998.1532 | 1067.8552 | 1378.7859 | 1475.8975 | 1761.031 | 1883.9398 | 2199.0873 | 2352.7542 | 3545.5027 | 3793.9248
5 | a¦f; o"lgog | वटा | 246 | 296.5325 | 555.8575 | 595.32 | 650.5675 | 695.6675 | 860.2825 | 920.04 | 1286.4775 | 1376.6775 | 1398.1 | 1496.1925 | 0 | 0 | 0 | 0 | 0 | 0 |  |  | 326.1857 | 611.4432 | 654.852 | 715.6242 | 765.2342 | 946.3107 | 1012.044 | 1415.1253 | 1514.3452 | 1537.91 | 1645.8117 | 0 | 0 | 0 | 0 | 0 | 0
6 | Pr=डL=kL=÷hL=cfO{ kmn]Gh;]ट | वटा |  | 0 | 0 | 0 | 0 | 0 | 0 | 0 | 0 | 0 | 1618.188 | 1731.84 | 1963.203 | 2100.5325 | 2428.635 | 2598.8875 | 2890.008 | 3092.7325 |  |  | 0 | 0 | 0 | 0 | 0 | 0 | 0 | 0 | 0 | 1780.0068 | 1905.024 | 2159.5233 | 2310.5857 | 2671.4985 | 2858.7762 | 3179.0088 | 3402.0057
7 | hL=cfO{÷hL=cfO{ kmn]Gh;]ट | वटा |  | 0 | 0 | 0 | 0 | 0 | 0 | 0 | 0 | 0 | 1618.188 | 1731.84 | 1888.788 | 2020.48 | 2402.928 | 2570.7 | 2627.526 | 2811.985 |  |  | 0 | 0 | 0 | 0 | 0 | 0 | 0 | 0 | 0 | 1780.0068 | 1905.024 | 2077.6668 | 2222.528 | 2643.2208 | 2827.77 | 2890.2786 | 3093.1835
8 | Pr=डL=kL=÷Pr=डL=kL= kmn]Gh;]ट | वटा |  | 0 | 0 | 0 | 0 | 0 | 0 | 0 | 0 | 0 | 1733.193 | 1854.7375 | 2076.855 | 2222.3025 | 2285.217 | 2445.5475 | 0 | 0 |  |  | 0 | 0 | 0 | 0 | 0 | 0 | 0 | 0 | 0 | 1906.5123 | 2040.2112 | 2284.5405 | 2444.5327 | 2513.7387 | 2690.1022 | 0 | 0
9 | hL=cfO{= Osjn टL | वटा | 66 | 80.0525 | 116.1325 | 124.025 | 156.7225 | 167.9975 | 246.9225 | 263.835 | 301.0425 | 322.465 | 471.295 | 503.9925 | 823.075 | 880.5775 | 1183.875 | 1267.31 | 2118.5725 | 2267.4025 |  |  | 88.0577 | 127.7457 | 136.4275 | 172.3947 | 184.7972 | 271.6147 | 290.2185 | 331.1467 | 354.7115 | 518.4245 | 554.3918 | 905.3825 | 968.6353 | 1302.2625 | 1394.041 | 2330.4297 | 2494.1427
10 | hL=cfO{ अण्ड Sofk | वटा | 17 | 20.295 | 32.6975 | 34.9525 | 41.7175 | 45.1 | 74.415 | 80.0525 | 86.8175 | 92.455 | 109.3675 | 117.26 | 202.95 | 217.6075 | 276.2375 | 295.405 | 421.685 | 451 |  |  | 22.3245 | 35.9672 | 38.4477 | 45.8892 | 49.61 | 81.8565 | 88.0577 | 95.4992 | 101.7005 | 120.3042 | 128.986 | 223.245 | 239.3682 | 303.8612 | 324.9455 | 463.8535 | 496.1
11 | a¦f; u]ट eNa | वटा | 737 | 789.25 | 1147.795 | 1127.5 | 1837.825 | 1804 | 2501.9225 | 2367.75 | 3131.0675 | 3157 | 5353.37 | 5073.75 | 12156.705 | 10147.5 | 17611.55 | 14657.5 | 31146.06 | 23677.5 |  |  | 868.175 | 1262.5745 | 1240.25 | 2021.6075 | 1984.4 | 2752.1147 | 2604.525 | 3444.1742 | 3472.7 | 5888.707 | 5581.125 | 13372.3755 | 11162.25 | 19372.705 | 16123.25 | 34260.666 | 26045.25
12 | Unf]a eNa | वटा | 673 | 811.8 | 1132.01 | 1210.935 | 1705.9075 | 1825.4225 | 3057.78 | 3272.005 | 3781.635 | 4046.5975 | 5744.6125 | 6147.13 | 12214.2075 | 13068.8525 | 17613.805 | 18847.29 | 31132.53 | 33311.9875 |  |  | 892.98 | 1245.211 | 1332.0285 | 1876.4982 | 2007.9647 | 3363.558 | 3599.2055 | 4159.7985 | 4451.2572 | 6319.0738 | 6761.843 | 13435.6282 | 14375.7377 | 19375.1855 | 20732.019 | 34245.783 | 36643.1862
13 | :n"O; eNa | वटा |  | 0 | 0 | 0 | 0 | 0 | 0 | 0 | 3786.145 | 4051.1075 | 5750.25 | 6152.7675 | 0 | 0 | 0 | 0 | 0 | 0 |  |  | 0 | 0 | 0 | 0 | 0 | 0 | 0 | 4164.7595 | 4456.2182 | 6325.275 | 6768.0442 | 0 | 0 | 0 | 0 | 0 | 0
14 | फ्लड भल्भ | वटा | 700 | 844.4975 | 1691.25 | 1809.6375 | 2706 | 2895.42 | 0 | 0 | 0 | 0 | 0 | 0 | 0 | 0 | 0 | 0 | 0 | 0 |  |  | 928.9472 | 1860.375 | 1990.6012 | 2976.6 | 3184.962 | 0 | 0 | 0 | 0 | 0 | 0 | 0 | 0 | 0 | 0 | 0 | 0
15 | Po/ eNa | वटा | 3008 | 3629.4225 | 4074.785 | 4360.0425 | 0 | 0 | 0 | 0 | 0 | 0 | 0 | 0 | 0 | 0 | 0 | 0 | 0 | 0 |  |  | 3992.3647 | 4482.2635 | 4796.0467 | 0 | 0 | 0 | 0 | 0 | 0 | 0 | 0 | 0 | 0 | 0 | 0 | 0 | 0

## CPVC
#= lh=cfO{, Pr=*L=lk= tyf cGo lkml^éx?
s¦=;= | lkml^éx?÷;fOh | OsfO{ | :jLs[t b//]^ 070÷71 | [5 empty] | s}lkmot
|  |  | 1÷2Æ | 3÷4Æ | 1Æ | 1 1÷4Æ | 1 1÷2Æ | 2Æ
1 | hL=cfO{ PNjf] | kL; | 42 | 66 | 105 | 160 | 220 | 335
2 | hL=cfO{ ;s]^ | kL; | 38 | 60 | 75 | 117 | 157 | 244
3 | hL=cfO{ o"lgog | kL; | 113 | 157 | 209 | 307 | 406 | 565
4 | x]S; lgKkn | kL; | 47 | 67 | 96 | 154 | 191 | 284
4.1 | hL=cfO{ lgKkn 2Æ nfdf] | kL; | 30.8 | 39 | 55.7 | 77.7 | 89.4 | 123.6
4.2 | hL=cfO{ lgKkn 3Æ nfdf] | kL; | 46.2 | 68.5 | 89.6 | 116.5 | 134.1 | 185.3
4.3 | hL=cfO{ lgKkn 4Æ nfdf] | kL; | 61.5 | 78 | 119.4 | 155.3 | 173.8 | 247.1
4.4 | hL=cfO{ lgKkn 6Æ nfdf] | kL; | 92.3 | 117 | 179.1 | 232.5 | 268.2 | 370.6
4.5 | hL=cfO{ lgKkn 9Æ nfdf] | kL; | 138.4 | 175.5 | 268.7 | 349.3 | 402.3 | 555.9
4.6 | hL=cfO{ lgKkn 12Æ nfdf] | kL; | 184.5 | 234 | 368.2 | 485.8 | 536.4 | 741.2
4.7 | hL=cfO{ lgKkn 18Æ nfdf] | kL; | 276.7 | 351 | 537.3 | 698.6 | 804.8 | 1111.7
5 | a¦f; o"lgog | kL; | 246 | 493 | 577 | 763 | 1141 | 1240
6 | Pr=*L=kL=÷hL=cfO{ kmn]Gh;]^ | kL; | [5 empty] | 1196
7 | hL=cfO{÷hL=cfO{ kmn]Gh;]^ | kL; | [5 empty] | 1196
8 | Pr=*L=kL=÷Pr=*L=kL= kmn]Gh;]^ | kL; | [5 empty] | 1281
9 | hL=cfO{= Osjn ^L | kL; | 66 | 103 | 139 | 219 | 267 | 418
10 | hL=cfO{ P)* Sofk | kL; | 17 | 29 | 37 | 66 | 77 | 97
11 | a¦f; u]^ eNa | kL; | 737 | 1018 | 1630 | 2219 | 2777 | 4748
12 | Unf]a eNa | kL; | 673 | 1004 | 1513 | 2712 | 3354 | 5095
13 | :n"O; eNa | kL; |  |  |  |  | 3358 | 5100
14 | kmnf]^ eNa | kL; | 2777 | 3550 | 4372 | 9363 | 13411 | 21245
15 | Po/ eNa | kL; | 3008 | 3614
ण | l;=lk=le=l;= kfOk tyf cGo lkmlटङ्गx?
s¦=;= | lkmlटङ्गx?÷;fOh | OsfO{ | स्वीकृत जिल्ला दररेट २०८१/८२ | [5 empty] | s}lkmot
|  |  | १/२" | ३/४" | १" | ११/४" | ११/२" | २"
1 | CPVC Pipe SDR-11 | मी. | 226 | 353 | 517 | 769 | 1073 | 1808
2 | Elbow 900 | वटा | 34 | 62 | 119 | 235 | 340 | 750
3 | Equal Tee | वटा | 40 | 82 | 68 | 290 | 430 | 930
4 | Coupler (Socket) | वटा | 19 | 40 | 76 | 140 | 225 | 480
5 | Elbow 450 | वटा | 23 | 49 | 600 | 129 | 330 | 720
6 | Union | वटा | 275 | 529 | 65 | 850 | 1150 | 2000
7 | End cap | वटा | 19 | 40 | 17 | 88 | 138 | 253
8 | ABS Pipe clip | वटा | 10 | 15 | 120 | 20 | 37 | 45
9 | ब्रास मेल सकेट | वटा | 339 | 520 | 890 | 2000 | 2570 | 4294
10 | ब्रास फिमेल सकेट | वटा | 362 | 463 | 735 | 1850 | 2300 | 3750
11 | ब्रास फिमेल एल्बो | वटा | 175 | 281
12 | Ball Valve (NSF) | वटा | 1035 | 1288 | 1150 | 3013 | 3818 | 5589
13 | Ball Valve Compact | वटा | 529 | 725 | 510 | 1950 | 3410 | 5055
14 | Step Over Bend | वटा | 190 | 280
15 | Elbow with EAR CPVC | वटा | 88 | 99 | 183
16 | Female Threaded Elbow Brass | साइज |  |  | 3/4" x1/2" | 1" x1/2"
|  | वटा | 175 | 281 | 183 | 286
17 | Female Threaded Adopter Brass | वटा | 362 | 463 | 735 | 1850 | 2300 | 3750
18 | Male Threaded Adopter Brass | वटा | 339 | 520 | 890 | 2000 | 2570 | 4294
18 | Female Threaded Adopter Brass | साइज |  | 3/4" x1/2" | 1" x1/2"
|  | वटा | 206 | 226 | 311
|  | साइज | 3/4" x1/2" | 1" x1/2" | 1" x3/4" | 11/4" x1/2" | 11/4" x3/4" | 11/4" x1"
19 | Reducing Female Coupling Brass | वटा | 226 | 248
20 | Reducing Male Threaded Adopter Brass | वटा | 372
21 | Reducing Coupler | साइज | 3/4" x1/2" | 1" x1/2" | 1" x3/4" | 11/4" x1/2" | 11/4" x3/4" | 11/4" x1"
|  | वटा | 45 | 62 | 65 | 145 | 160 | 165
|  | साइज | 11/2" x1/2" | 11/2" x3/4" | 11/2" x1" | 11/2" x11/4" | 2" x3/4" | 2" x1"
|  | वटा | 185 | 225 | 235 | 250 | 328 | 264
|  | साइज | 2" x11/4" | 2" x11/2"
|  | वटा | 310 | 320
22 | Reducing Tee | साइज | 3/4" x1/2" | 1" x1/2" | 1" x3/4" | 11/4" x1/2" | 11/4" x3/4" | 11/4" x1"
|  | वटा | 90 | 136 | 147 | 137 | 154 | 181
|  | साइज | 11/2" x1/2" | 11/2" x3/4" | 11/2" x1" | 11/2" x11/4" | 2" x3/4" | 2" x1"
|  | वटा | 500 | 515 | 525 | 350 | 478 | 506
23 | Reducing Bush | साइज | 3/4" x1/2" | 1" x1/2" | 1" x3/4" | 11/4" x1/2" | 11/4" x3/4" | 11/4" x1"
|  | वटा | 20 | 44 | 48 | 103 | 83 | 77
|  | साइज | 11/2" x1/2" | 11/2" x3/4" | 11/2" x1" | 11/2" x11/4" | 2" x1/2" | 2" x3/4"
|  | वटा | 132 | 96 | 96 | 88 | 264 | 187
|  | साइज | 2" x1" | 2" x11/4"
|  | वटा | 182 | 181
24 | Tee Holder | साइज | 1/2" x1/2" | 3/4" x1/2"
|  | वटा | 16 | 21
25 | Reducing Elbow | वटा | 65
26 | R. Male Threaded Adopter CPVC | वटा | 46
27 | CPVC Solvent Cement NSF HP | ld=ln= | @( ld=ln= | %) ld=ln= | !!* ld=ln= | @#^ ld=ln= | $&#ld=ln=
|  |  | 268 | 537 | 798 | 1316 | 2273

## PPR Pipes
त | lk=lk=cf/ kfOk / lkmlटङ्ग x?M
PPR 3LAYER PLUMBING SYSTEMS -Approved District Rate 2081/82
S.N. | DESCRIPTION OF GOODS | Unit | 16mm | 20mm | 25mm | 32mm | 40mm | 50mm | 63mm | 75mm | 90mm | 110mm | Remarks
1 | PIPE (PN 4/SDR 26) -3 Layer | mtr | 0 | 0 | 0 | 0 | 95.7 | 136.4 | 216.7 | 311.3 | 448.8 | 624.8 | 0
2 | PIPE (PN 6/SDR 17.6) -3 Layer | mtr | 0 | 0 | 0 | 82.5 | 128.7 | 200.2 | 311.3 | 442.2 | 628.1 | 939.4 | 0
3 | PIPE (PN 10/SDR 11) -3 Layer | mtr | 0 | 48.4 | 74.8 | 118.8 | 188.1 | 291.5 | 484 | 654.5 | 942.7 | 1395.9 | 0
4 | PIPE (PN 16/SDR 7.4) -3 Layer | mtr | 45.1 | 67.1 | 108.9 | 173.8 | 270.6 | 422.4 | 665.5 | 948.2 | 1354.1 | 2029.5 | 0
5 | PIPE (PN 20/SDR 6) -3 Layer | mtr | 47.3 | 81.4 | 125.4 | 204.6 | 316.8 | 491.7 | 778.8 | 1104.4 | 1585.1 | 2363.9 | 0
1 | PLASTIC BALL VALVE | pc | 0 | 122.1 | 173.8 | 277.2 | 669.9 | 896.5 | 853.6 | 0 | 0 | 0 | 0
2 | STOP VALVE | pc | 0 | 321.2 | 425.7 | 512.6 | 843.7 | 1226.5 | 1635.7 | 0 | 0 | 0 | 0
3 | CONCEALED STOP VALVE | pc | 0 | 829.4 | 920.7 | 1074.7 | 0 | 0 | 0 | 0 | 0 | 0 | 0
4 | ELBOW 90" | pc | 0 | 14.3 | 25.3 | 45.1 | 92.4 | 156.2 | 302.5 | 533.5 | 886.6 | 1592.8 | 0
5 | ELBOW 45" | pc | 0 | 16.5 | 28.6 | 42.9 | 83.6 | 147.4 | 238.7 | 541.2 | 859.1 | 1499.3 | 0
6 | SOCKET | pc | 0 | 11 | 16.5 | 26.4 | 50.6 | 80.3 | 151.8 | 257.4 | 436.7 | 770 | 0
7 | TEE | pc | 0 | 16.5 | 30.8 | 52.8 | 108.9 | 179.3 | 333.3 | 635.8 | 1047.2 | 1809.5 | 0
8 | CROSS TEE | pc | 0 | 31.9 | 44 | 80.3 | 151.8 | 0 | 0 | 0 | 0 | 0 | 0
9 | CROSSOVER | pc | 0 | 91.3 | 125.4 | 184.8 | 0 | 0 | 0 | 0 | 0 | 0 | 0
10 | WALL CLAMP | pc | 0 | 12.1 | 14.3 | 16.5 | 23.1 | 35.2 | 45.1 | 0 | 0 | 0 | 0
11 | END CAP | pc | 0 | 16.5 | 25.3 | 39.6 | 64.9 | 110 | 214.5 | 316.8 | 347.6 | 709.5 | 0
12 | UNION | pc | 0 | 62.7 | 112.2 | 180.4 | 310.2 | 511.5 | 668.8 | 0 | 0 | 0 | 0
13 | FLANGE | pc | 0 | 0 | 0 | 0 | 330 | 0 | 0 | 0 | 0 | 0 | 0
14 | SHOT PLUG | pc | 0 | 9.9 | 12.1 | 16.5 | 0 | 0 | 0 | 0 | 0 | 0 | 0
15 | LONG PLUG | pc | 0 | 16.5 | 0 | 0 | 0 | 0 | 0 | 0 | 0 | 0 | 0
16 | TANK NIPPLE | pc | 0 | 67.1 | 106.7 | 122.1 | 0 | 0 | 0 | 0 | 0 | 0 | 0
| DESCRIPTION OF GOODS | Size | 20mm x1/2 | 25mm x1/2 | 25mm x3/4 | 32mm x1/2 | 32mm x3/4 | 32mm x1 | 40mm x5/4 | 50 mm x 3/4 | 63mm x 2 | 75mm x 2.5 | 90mm x 3 | 110mm x 4
1 | FEMALE THREADED SOCKET | pc | 128.7 | 145.2 | 160.6 | 154 | 166.1 | 361.9 | 621.5 | 798.6 | 1180.3 | 2387 | 3185.6 | 11482.9
2 | MALE THREADED SOCKET | pc | 171.6 | 166.1 | 207.9 | 236.5 | 244.2 | 466.4 | 700.7 | 1053.8 | 1525.7 | 3657.5 | 5270.1 | 12426.7
3 | FEMALE THREADED ELBOW | pc | 132 | 188.1 | 195.8 | 256.3 | 289.3 | 360.8 | 0 | 0 | 0 | 0 | 0
4 | MALE THREADED ELBOW | pc | 177.1 | 188.1 | 220 | 354.2 | 272.8 | 498.3 | 0 | 0 | 0 | 0 | 0
5 | FEMALE THREADED TEE | pc | 135.3 | 157.3 | 201.3 | 232.1 | 255.2 | 405.9 | 0 | 0 | 0 | 0 | 0
6 | MALE THREADED TEE | pc | 182.6 | 182.6 | 224.4 | 279.4 | 287.1 | 511.5 | 0 | 0 | 0 | 0 | 0
7 | FEMALE THREADED ELBOW WITH DISK | pc | 188.1 | 239.8 | 348.7 | 0 | 0 | 0 | 0 | 0 | 0 | 0 | 0
8 | MALE THREADED ELBOW WITH DISK | pc | 149.6 | 251.9 | 306.9 | 0 | 0 | 0 | 0 | 0 | 0 | 0 | 0
9 | MALE UNION | pc | 309.1 | 0 | 446.6 | 0 | 0 | 0 | 0 | 0 | 0 | 0 | 0
10 | FEMALE UNION | pc | 299.2 | 0 | 440 | 0 | 0 | 0 | 0 | 0 | 0 | 0 | 0
| DESCRIPTION OF GOODS | Size | 25-20 | 32-20 | 32-25 | 40-20 | 40-25 | 40-32 | 50-20 | 50-25 | 50-32 | 50-40
11 | REDUCTION SOCKET | pc | 19.8 | 26.4 | 27.5 | 39.6 | 45.1 | 56.1 | 71.5 | 79.2 | 82.5 | 97.9
|  | Size | 63-25 | 63-32 | 63-40 | 63-50
|  | pc | 145.2 | 149.6 | 151.8 | 155.1
|  | Size | 25-20 | 32-20 | 32-25 | 40-20 | 40-25 | 40-32 | 50-25 | 50-32 | 50-40
12 | REDUCTION TEE | pc | 34.1 | 52.8 | 59.4 | 83.6 | 91.3 | 95.7 | 190.3 | 194.7 | 206.8
|  | Size | 63-25 | 63-32 | 63-40 | 63-50
|  | pc | 248.6 | 249.7 | 251.9 | 276.1
|  | Size | 25-20 | 32-20 | 32-25 | 40-32 | 50-40
13 | REDUCTION ELBOW | pc | 26.4 | 39.6 | 50.6 | 127.6 | 141.9
14 | PIPE SCISSOR | pc
15 | SINGLE WELDING MACHINE | pc
16 | WELDING KIT | pc | 3718 |  | 4462

## Fitt&Tools
s¦=;= | lgdf{)f ;fdu¦Lx?sf] ljj/)f | k¦lt OsfO{ | #REF! | जिल्ला दररेट ०७७/०७८ | जिल्ला दररेट ०७8/०७9 | जिल्ला दररेट ०७९/०८० | जिल्ला दररेट ०८०/८१ | जिल्ला दररेट ०८१/८२
1 | lh=cfO{= tyf Pr=l8=lk= lkml6é
s | wf/f | [7 empty] | 105%
| १/२" j¦f; wf/f ४०० u¦fd | uf]टf | 620 | 620 | 620 | 635 | 666 | 666 | 666
| १/२" j¦f; wf/f ३०० u¦fd | uf]टf | 465 | 465 | 465 | 476 | 499 | 499 | 499
| १/२" j¦f; wf/f २०० u¦fd | uf]टf | 310 | 310 | 310 | 317 | 332 | 332 | 332
| १/२ h}zg टे]k | uf]टf | 269 | 269 | 269 | 275 | 288 | 288 | 288
| j¦fz wf/f nlsङ्ग ;]ट | uf]टf | 403 | 403 | 403 | 413 | 433 | 433 | 433
| wf/fsf] hfnL /]टLd]ट | uf]टf | 411 | 411 | 411 | 421 | 442 | 442 | 442
v | km\nf] /]u"n]ट/ | uf]टf | 873 | 873 | 873 | 894 | 938 | 938 | 938
| km\nf] /]u"n]ट/ ;frf] | uf]टf | 222 | 222 | 222 | 227 | 238 | 238 | 238
| ljleGg ;fOhsf] dfpy lk; | uf]टf | 1350 | 1350 | 1350 | 1383 | 1452 | 1452 | 1452
u | hL= cfO{= cgOSjn टL | [5 empty] | 0 | 0 | 0
| 1/2" x 3/4" | uf]टf | 118 | 118 | 118 | 120 | 126 | 126 | 126
| 1/2" x 1" | uf]टf | 159 | 159 | 159 | 162 | 170 | 170 | 170
| 1/2" x 1 1/4" | uf]टf | 237 | 237 | 237 | 242 | 254 | 254 | 254
| 1/2" x 1 1/2" | uf]टf | 311 | 311 | 311 | 318 | 333 | 333 | 333
| 1/2" x 2" | uf]टf | 494 | 494 | 494 | 506 | 531 | 531 | 531
| 1/2" x 2 1/2" | uf]टf | 907 | 907 | 907 | 929 | 975 | 975 | 975
| 1/2" x 3" | uf]टf | 1303 | 1303 | 1303 | 1335 | 1401 | 1401 | 1401
| 1/2" x 4" | uf]टf | 2125 | 2125 | 2125 | 2178 | 2286 | 2286 | 2286
| 3/4" x 1" | uf]टf | 159 | 159 | 159 | 162 | 170 | 170 | 170
| 3/4" x 1 1/4" | uf]टf | 237 | 237 | 237 | 242 | 254 | 254 | 254
| 3/4" x 1 1/2" | uf]टf | 311 | 311 | 311 | 318 | 333 | 333 | 333
| 3/4" x 2" | uf]टf | 494 | 494 | 494 | 506 | 531 | 531 | 531
| 3/4" x 2 1/2" | uf]टf | 907 | 907 | 907 | 929 | 975 | 975 | 975
| 3/4" x 3" | uf]टf | 1303 | 1303 | 1303 | 1335 | 1401 | 1401 | 1401
| 3/4" x 4" | uf]टf | 2125 | 2125 | 2125 | 2178 | 2286 | 2286 | 2286
घ | hL= cfO{= /]ड\o';/ PNjf] | [5 empty] | 0 | 0 | 0
| 3/4" x 1/2" | uf]टf | 76 | 76 | 76 | 77 | 80 | 80 | 80
| 1" x 3/4" | uf]टf | 118 | 118 | 118 | 120 | 126 | 126 | 126
| 1 1/4" x 1" | uf]टf | 183 | 183 | 183 | 187 | 196 | 196 | 196
| 1 1/2" x 1 1/4" | uf]टf | 246 | 246 | 246 | 252 | 264 | 264 | 264
| 2" x 1 1/2" | uf]टf | 380 | 380 | 380 | 389 | 408 | 408 | 408
| 2 1/2" x 2" | uf]टf | 719 | 719 | 719 | 736 | 772 | 772 | 772
| 3" x 2 1/2" | uf]टf | 968 | 968 | 968 | 992 | 1041 | 1041 | 1041
| 4" x 3" | uf]टf | 1729 | 1729 | 1729 | 1772 | 1860 | 1860 | 1860
ङ | hL= cfO{= /]ड\o';/ ;fs]ट | [5 empty] | 0 | 0 | 0
| 3/4" x 1/2" | uf]टf | 63 | 63 | 63 | 64 | 67 | 67 | 67
| 1" x 3/4" | uf]टf | 85 | 85 | 85 | 87 | 91 | 91 | 91
| 1" x 1/2" | uf]टf | 85 | 85 | 85 | 87 | 91 | 91 | 91
| 1 1/4" x 1" | uf]टf | 128 | 128 | 128 | 131 | 137 | 137 | 137
| 1 1/4" x 3/4" | uf]टf | 128 | 128 | 128 | 131 | 137 | 137 | 137
| 1 1/4" x 1/2" | uf]टf | 128 | 128 | 128 | 131 | 137 | 137 | 137
| 1 1/2" x 1 1/4" | uf]टf | 161 | 161 | 161 | 165 | 173 | 173 | 173
| 1 1/2" x 1" | uf]टf | 161 | 161 | 161 | 165 | 173 | 173 | 173
| 1 1/2" x 3/4" | uf]टf | 161 | 161 | 161 | 165 | 173 | 173 | 173
| 1 1/2" x 1/2" | uf]टf | 161 | 161 | 161 | 165 | 173 | 173 | 173
| 2" x 1 1/2" | uf]टf | 268 | 268 | 268 | 274 | 287 | 287 | 287
| 2" x 1 1/4" | uf]टf | 268 | 268 | 268 | 274 | 287 | 287 | 287
| 2" x 1" | uf]टf | 268 | 268 | 268 | 274 | 287 | 287 | 287
| 2" x 3/4" | uf]टf | 268 | 268 | 268 | 274 | 287 | 287 | 287
| 2" x 1/2" | uf]टf | 268 | 268 | 268 | 274 | 287 | 287 | 287
| 2 1/2" x 1/2" देखि 2" | uf]टf | 433 | 433 | 433 | 443 | 465 | 465 | 465
| 3" x 1/2" देखि 2 1/2" | uf]टf | 646 | 646 | 646 | 662 | 695 | 695 | 695
| 4" x 1/2" b]lv 3" | uf]टf | 1048 | 1048 | 1048 | 1074 | 1127 | 1127 | 1127
2 | ljleGg cf}hf/x? | [5 empty] | 0 | 0 | 0
2.01 | टु"n jS; | uf]टf | 1575 | 1575 | 1575 | 1614 | 1694 | 1694 | 1694
2.02 | टुn jS;sf] tfNrf | uf]टf | 158 | 158 | 158 | 161 | 169 | 169 | 169
2.03 | lxlटङ Kn]ट | [5 empty] | 0 | 0 | 0
| ४" साईजको | uf]टf | 819 | 819 | 819 | 839 | 880 | 880 | 880
| ६" साईजको | uf]टf | 1155 | 1155 | 1155 | 1183 | 1242 | 1242 | 1242
| ८" साईजको | uf]टf | 1890 | 1890 | 1890 | 1937 | 2033 | 2033 | 2033
| १०" साईजको | uf]टf | 2468 | 2468 | 2468 | 2529 | 2655 | 2655 | 2655
2.04 | ;fwf/)f kfOk /]GrL |  |  |  |  | 0 | 0 | 0 | 0
| १४" nfdf] | uf]टf | 578 | 578 | 578 | 592 | 621 | 621 | 621
| १८" nfdf] | uf]टf | 945 | 945 | 945 | 968 | 1016 | 1016 | 1016
| २४" nfdf] | uf]टf | 1628 | 1628 | 1628 | 1668 | 1751 | 1751 | 1751
| ३६" nfdf] | uf]टf | 3150 | 3150 | 3150 | 3228 | 3389 | 3389 | 3389
| ४८" nfdf] | uf]टf | 3990 | 3990 | 3990 | 4089 | 4293 | 4293 | 4293
2.05 | r]g /]Gr -१२" nfdf]_ | uf]टf | 2520 | 2520 | 2520 | 2583 | 2712 | 2712 | 2712
2.06 | टेलीफोन se/ | lk; | 525 | 525 | 525 | 538 | 564 | 564 | 564
2.07 | ydf]{s¦d rs | uf]टf | 315 | 315 | 315 | 322 | 338 | 338 | 338
2.08 | Jnf] टr{ | uf]टf | 1575 | 1575 | 1575 | 1614 | 1694 | 1694 | 1694
2.09 | u]la¦ट rSs" | uf]टf | 63 | 63 | 63 | 64 | 67 | 67 | 67
2.1 | y¦]डlznट]k | uf]टf | 21 | 21 | 21 | 21 | 22 | 22 | 22
2.11 | x]S;f km¦]d | uf]टf | 263 | 263 | 263 | 269 | 282 | 282 | 282
2.12 | x]S;f Jn]ड | uf]टf | 11 | 11 | 11 | 11 | 11 | 11 | 11
| x]S;f Jn]* -डjn wf/ ePsf]_ | uf]टf | 21 | 21 | 21 | 21 | 22 | 22 | 22
2.13 | :nfO; /]Gr -12" लामा) | uf]टf | 294 | 294 | 294 | 301 | 316 | 316 | 316
2.14 | slDjg]zg Knfo/ | uf]टf | 210 | 210 | 210 | 215 | 225 | 225 | 225
2.15 | kfO{k sट/ (1/2" x 2") | uf]टf | 1575 | 1575 | 1575 | 1614 | 1694 | 1694 | 1694
| kfO{k sट/ (3" x 4") | uf]टf | 4200 | 4200 | 4200 | 4305 | 4520 | 4520 | 4520
2.16 | cfon Sofg | uf]टf | 263 | 263 | 263 | 269 | 282 | 282 | 282
2.17 | kfOk efO{; -ट]an afx]s_ | [5 empty] | 0 | 0 | 0
| १६dL=dL= – 50 dL=dL | uf]टf | 1575 | 1575 | 1575 | 1614 | 1694 | 1694 | 1694
| ५० dL=dL= – 80 dL=dL | uf]टf | 2625 | 2625 | 2625 | 2690 | 2824 | 2824 | 2824
2.18 | डfO{ ;]ट -cटf]d]टLs_ | uf]टf |  |  |  |  | 0 | 0 | 0
| १/२" b]lv १ ;fO{hsf] | uf]टf | 4725 | 4725 | 4725 | 4843 | 5085 | 5085 | 5085
| 11/4" b]lv 2" ;fO{hsf] | uf]टf | 6825 | 6825 | 6825 | 6995 | 7344 | 7344 | 7344
| 3" देखि 4" ;fO{hsf] | uf]टf | 14700 | 14700 | 14700 | 15067 | 15820 | 15820 | 15820
| :k]o/ डfO टLy | [5 empty] | 0 | 0 | 0
| 1/2" ;fO{hsf] | uf]टf | 210 | 210 | 210 | 215 | 225 | 225 | 225
| 3/4" ;fO{hsf] | uf]टf | 210 | 210 | 210 | 215 | 225 | 225 | 225
| 1" ;fO{hsf] | uf]टf | 210 | 210 | 210 | 215 | 225 | 225 | 225
| 11/2" ;fO{hsf] | uf]टf | 315 | 315 | 315 | 322 | 338 | 338 | 338
| 2" ;fO{hsf] | uf]टf | 315 | 315 | 315 | 322 | 338 | 338 | 338
| 3" ;fO{hsf] | uf]टf | 420 | 420 | 420 | 430 | 451 | 451 | 451
| 4" ;fO{hsf] | uf]टf | 525 | 525 | 525 | 538 | 564 | 564 | 564
2.19 | :s¦"डाइ¦fOe/ 10" लामा | uf]टf | 105 | 105 | 105 | 107 | 112 | 112 | 112
2.2 | ;fj]n -;fwf/ण_ | uf]टf | 252 | 252 | 252 | 258 | 270 | 270 | 270
| ;fj]n -टाटा_ | uf]टf | 420 | 420 | 420 | 430 | 451 | 451 | 451
2.21 | u}tL -टाटाF_ | uf]टf | 525 | 525 | 525 | 538 | 564 | 564 | 564
2.22 | un 1" 5' ;fOhsf] | uf]टf | 1103 | 1103 | 1103 | 1130 | 1186 | 1186 | 1186
2.23 | un 1" 4' ;fOhsf] | uf]टf | 945 | 945 | 945 | 968 | 1016 | 1016 | 1016
2.24 | s/fO{ 18" -:टLnKofg_ ;fOhsf] | uf]टf | 189 | 189 | 189 | 193 | 202 | 202 | 202
2.25 | :n]h x]ofDd/ -१० kfpणडsf]_ | uf]टf | 1181 | 1181 | 1181 | 1210 | 1270 | 1270 | 1270
2.26 | :n]h x]ofDd/ -८ kfpणडsf]_ | uf]टf | 945 | 945 | 945 | 968 | 1016 | 1016 | 1016
2.27 | :टf]g slटङ्ग x]ofDd/ | uf]टf | 263 | 263 | 263 | 269 | 282 | 282 | 282
2.28 | :टf]g slटङ्ग छिgf] -७" nfdf]_ | uf]टf | 210 | 210 | 210 | 215 | 225 | 225 | 225
2.29 | :टf]g slटङ्ग छिgf -१२" nfdf]_ | uf]टf | 368 | 368 | 368 | 377 | 395 | 395 | 395
2.3 | :टf]g slटङ्ग छिgf -१८" nfdf]_ | uf]टf | 525 | 525 | 525 | 538 | 564 | 564 | 564
2.31 | ;fwf/ण टाj]n | uf]टf | 84 | 84 | 84 | 86 | 90 | 90 | 90
2.32 | KjfOlGटङ्ग टfj]n | uf]टf | 84 | 84 | 84 | 86 | 90 | 90 | 90
2.33 | lkmlglसङ्ग टfj]n | uf]टf | 84 | 84 | 84 | 86 | 90 | 90 | 90
2.34 | d];g l:टङ्ग | uf]टf | 11 | 11 | 11 | 11 | 11 | 11 | 11
2.35 | Knd jj | uf]टf | 84 | 84 | 84 | 86 | 90 | 90 | 90
2.36 | d];g :sfo/ -6" x 12") | uf]टf | 200 | 200 | 200 | 205 | 215 | 215 | 215
2.37 | tf/ j¦z | uf]टf | 26 | 26 | 26 | 26 | 27 | 27 | 27
2.38 | ;km\^ j¦z (4") | uf]टf | 210 | 210 | 210 | 215 | 225 | 225 | 225
2.39 | :d"y l:टn kmfon | uf]टf | 210 | 210 | 210 | 215 | 225 | 225 | 225
2.4 | kmnfd] :k¦Lट n]en | uf]टf | 263 | 263 | 263 | 269 | 282 | 282 | 282
2.41 | २० ln^/ h/lsg | uf]टf | 137 | 137 | 137 | 140 | 147 | 147 | 147
2.42 | d]hlरङ्ग ट]k ३ dL= | uf]टf | 74 | 74 | 74 | 75 | 78 | 78 | 78
2.43 | d]hlरङ्ग ट]k ३० dL= -kmfOj/ Unf;_ | uf]टf | 473 | 473 | 473 | 484 | 508 | 508 | 508
0
1 | Tools and Occupational Health and Safety Equipments | [7 empty] | 0
| Simple hand Tools |  |  | 2077/2078 | 2078/2079 | 2079/2080 | 2080/2081 | 2080/2081
| Pickaxe (Gaiti) 2.5 kg with handle | Nos |  | 401 | 401 | 442 | 464 | 464 | 464
| Shovel (belcha ) 1.6kg | Nos |  | 589 | 589 | 648 | 680 | 680 | 680
| Watering can | Nos |  | 503 | 503 | 554 | 581 | 581 | 581
| Chiesel(35mmX225mm) Chhina | Nos |  | 455 | 455 | 501 | 526 | 526 | 526
| Wheel Barrow | Nos |  | 9523 | 9523 | 10476 | 10999 | 10999 | 10999
| Large crowbar(Gal) 25mm*1650mm*7kg) | Nos |  | 1685 | 1685 | 1854 | 1946 | 1946 | 1946
| Sledge hammer TATA (4kg) | Nos |  | 1091 | 1091 | 1201 | 1261 | 1261 | 1261
| Measuring Tape(5m) | Nos |  | 161 | 161 | 178 | 186 | 186 | 186
| Foot Pump | Nos |  | 1594 | 1594 | 1754 | 1841 | 1841 | 1841
| Mason Hammer | Nos |  | 257 | 257 | 283 | 297 | 297 | 297
| Rake(12 Teeth,1.2m Length Handle) | Nos |  | 781 | 781 | 860 | 903 | 903 | 903
| Curved knife(Hansiya)(400gm & 3 to 4 mm thickness) | Nos |  | 364 | 364 | 401 | 421 | 421 | 421
| Hoe (kodalo) 1.3kg | Nos |  | 546 | 546 | 601 | 631 | 631 | 631
| Faruwa(1.8kg) | Nos |  | 952 | 952 | 1048 | 1100 | 1100 | 1100
| Trowel | Nos |  | 150 | 150 | 165 | 173 | 173 | 173
| Pulling Rope (Nilon) | Nos |  | 139 | 139 | 153 | 160 | 160 | 160
| Tyre and tube for wheel barrow | Set |  | 2650 | 2650 | 2915 | 3060 | 3060 | 3060
| Personal Protective Safety Equipments (OSH) | [5 empty] | 0 | 0 | 0
| Safety Helmet | Nos |  | 310 | 310 | 341 | 358 | 358 | 358
| Safety Jacket | Pair |  | 642 | 642 | 707 | 742 | 742 | 742
| Gum Boot | Nos |  | 738 | 738 | 812 | 852 | 852 | 852
| Gum Boot (Steel toe-cap) | Nos |  | 1300 | 1300 | 1430 | 1501 | 1501 | 1501
| Canvas shoes | Nos |  | 589 | 589 | 648 | 680 | 680 | 680
| Set of Flag (2) | Set |  | 214 | 214 | 236 | 247 | 247 | 247
| Mask | Nos |  | 34 | 34 | 38 | 39 | 39 | 39
| Hand hard Glove | Nos |  | 214 | 214 | 236 | 247 | 247 | 247
| Goggles (Sub Protective) | Nos |  | 321 | 321 | 354 | 371 | 371 | 371
| Rain coat | Nos |  | 1050 | 1050 | 1500 | 1575 | 1575 | 1575
| Traffic Cone | Nos |  | 1059 | 1059 | 1165 | 1223 | 1223 | 1223
| Frist Aid Kit (box) | Nos |  | 1200 | 1200 | 1320 | 1386 | 1386 | 1386
| Bag | Nos |  | 1050 | 1050 | 1500 | 1575 | 1575 | 1575
*c;lhnf] ;fdfgM Hume pipe, lz;f, kmnfd] %*, lh=cfO{ kfO{k,HDPE kfO{k a"g]sf] hfnL, Uofljog hfnL, ljB"t tf/, ljB"t, kf]n, ^¦fG;km/d/, sf&sf] kf]n, Insulater, Lightening Arrester, Stayset, Drop out, Chanal, EofS;Lg, cf}ifwL, ;lh{sn j]* tyf ;fdfgx?, x:kL^n j]ड, b/fh, T.V.Computer, cFLb .
1 | माथि उल्लेखित सम्पूर्ण दररेटहरुमा मूल्य अभिवृद्धि (VAT) ;dfa]z ul/Psf] 5}g t/ :yfgLo z'Ns, /f]oN6L (Royalty) तथा अन्य स्थानीय करहरु ;dfa]z ul/Psf] 5 .
2 | यसमा समावेश नभएका सामग्रीहरुको दररेटको हकमा नेपाल सरकारवाट निर्धारित दररेट वा छिमेकी जिल्लाहरु रुपन्देही,पाल्पा र अर्घाखाँचीको दररेट वा प्रचलित बजारभाउ वा उत्पादक र अधिकृत बिक्रेताहरु मध्येको आधिकारिक न्युनतम दररेटलाई आधार मानी दररेट कायम गर्ने . साथै VG 10 को हकमा आधिकारिक बिक्रेतावाट निर्धारण गरिएको रेटमा ढुवानी थप गरि आउने रेट र यस जिल्लादरेटमा उल्लेख गरिएको दररेटमा जुन कम हुन्छ सोही दररेट प्रयोग गर्नुपर्नेछ .
3 | यान्त्रिक उपकरण र हेभी इक्विपमेन्ट को दररेट सम्वन्धमा सडकविभागवाट स्वीकृत दररेट भएबमोजिम हुने .
4 | Truss मा लाग्ने Structure का स्टिल, झोलुंगेपुलमा प्रयोगहुने लठ्ठा तथा अन्य समानहरु आदिको हकमा नेपाल सरकारवाट निर्धारित दररेट वा सो सम्वन्धि Fabricator तथा उत्पादकहरुको जारी गरेको दर बमोजिम कम्तिमा ३ वटाको दरभाउ लिई दररेट निर्धारण गरिनेछ .
5 | डिजेल ,पेट्रोल,मटितेल ,एल पी ग्यास लगायत अन्य इन्धनको हकमा नेपाल आयल निगमले निर्धारण गरेको दर रेटलाई आधार मानिनेछ .
6 | यस दररेटमा समावेश नभएका रेटहरुको हकमा छिमेकी जिल्ला तथा प्रचलित बजार भाउलाइ आधार लिन सकिनेछ .

## Dozer_new (hidden)
Rate Analysis for using Heavy Equipment. |  | :jLs[t b/ /]^ 073÷74 |  |  |  |  | Allowance per Hour |  | Cost (for Fuel & Allowance per Hour without Diesel) | s}lkmot
|  | Diesel | Grease |  | Hydraulic Oil | Mobil | Operator | Helper
| Quantity |  | 0.13 |  | 0.108 | 0.26 | 1 | 1 | 489.791 | operator rate= | 1100
| Rate with VAT | 97.18 | 452 |  | 452 | 621.5 | 137.5 | 83.125 |  | Helper Rate= | 665
S.N. | Name of Vehicle | Total Cost (for Fuel & Allowance per Hour) NRs. | Diesel Consumption per Hour | Total Diesel Cost | Hirring of Vehicle per Hour | Rate of excavation work per Hour ( with fuel, allowance and hirring charge including taxes) | Soft Soil | Hard Soil | Soft Rock | Working Hrs per day= | 8
Assuming that Excavator Excavates per Hour
[7 empty] | 125 m3 per Hr | 100 m3 per Hr | 30 m3 per Hr
1 | PS;fe]]^/ | 489.791 | 20 | 1943.6 | #REF! | #REF! | #REF! | #REF! | #REF!
S.N. | Name of Vehicle | Total Amount ( for Fuel & Allowance per Hour) NRs. | Diesel Consumption per Hour | Diesel Cost | Hirring of Vehicle per Hour | Rate of excavation work per Hour ( with fuel, allowance and hirring charge including taxes) | Medium Rock | Hard Rock
Assuming that excavator Rock Breaker Excavates per Hour
[7 empty] | 15 cum per Hr | 5 cum per Hr
4 | PS;fe]^/ :^f]g a¦]s/ | 489.791 | 15 | 1457.7 | #REF! | #REF! | #REF! | #REF!

## Rent (hidden)
क्षेत्र | घरको किसिम
| A | B | C | D
क | 18 | 16 | 14 | 12
ख | 16 | 14 | 12 | 11
ग | 14.5 | 13 | 11 | 10
घ | 13 | 12 | 10 | 9
क्षेत्रको विवरण
क | मुख्य सडक संजालले छोएको मुख्य व्यापारिक केन्द्रको अन्दाजी ३०० मि.को दुरीमा रहेका आवास
ख | मुख्य सडक संजालले छोएको मुख्य व्यापारिक केन्द्रको अन्दाजी ३०० मि. देखि ६०० मि. सम्मको दुरीमा रहेका आवास
ग | मुख्य सडक संजालले छोएको मुख्य व्यापारिक केन्द्रको अन्दाजी ६०० मि. देखि १ कि.मि. सम्मकोको दुरीमा रहेका आवास
घ | मुख्य सडक संजालले छोएको मुख्य व्यापारिक केन्द्रको अन्दाजी १ कि.मि भन्दा टाढाको दुरीमा रहेका आवास
घरको किसिमको विवरण
A | R.C.C Frame Structure Building with Cement Sand Mortar
B | Load Bearing Wall Building with Cement sand Mortar (with RCC Slab)
C | Load Bearing Wall Building with Cement sand Mortar (with CGI Sheet Roofing)
D | Load Bearing Wall Building with Mud Mortar

## Sheet1 (hidden)
mm | inch | weight/m | rate
15 | 0.5 | 0.95 | 775
|  | 1.21 | 900
|  | 1.44 | 1065
20 | 0.75 | 1.38 | 1055
|  | 1.56 | 1145 | 43102
|  | 1.87 | 1340
25 | 1 | 1.98 | 1465
|  | 2.41 | 1715
|  | 2.93 | 2010
32 | 1.25 | 2.54 | 1880
|  | 3.1 | 2235
|  | 3.79 | 2565
40 | 1.5 | 3.23 | 2315
|  | 3.56 | 2565
|  | 4.37 | 2960
50 | 2 | 4.08 | 2925
|  | 5.03 | 3500
|  | 6.19 | 4310
65 | 2.5 | 5.71 | 4025
|  | 6.42 | 4470
|  | 7.93 | 5395
80 | 3 | 6.72 | 4730
|  | 8.36 | 5540
|  | 9.9 | 6355
100 | 4 | 9.75 | 6760
|  | 12.2 | 8230
|  | 14.5 | 9855
125 | 5 | 15.9
|  | 17.9 | 11400
|  | 18.9 | 12765
150 | 6 | 21.3

## pump 1
ट. खानेपानी सम्बन्धि पम्पहरुको जिल्ला दररेट २०८१/८२
KSB or equivalent Submersible water pump set with Panel for 100 mm (4") Bore well (Single Phase),
NRV Size = 32 mm
S | Pump Type + Motor Type | Power | Price / Unit | Purposed By khanepani
1 | CORA 2AH/ 11 + XUMA DX(S) 100 - 0.75/22 | 1 HP | 55495
KSB or equivalent Submersible water pump set with Panel for 100 mm (4") Bore well (Single Phase)
NRV Size = 32 mm
S | Pump Type + Motor Type | Power | Price / Unit
1 | CORA 3AH/9 + XUMA DX(S) 100 - 0.75/22 | 1 HP | 55290
2 | CORA 3CH/ 12 + XUMA DX(S) 100 - 1.1/22 | 1.5 HP | 57600
KSB or equivalent Submersible water pump set with Panel for 100 mm (4") Bore well (Single Phase),
NRV Size = 32 mm
S | Pump Type + Motor Type | Power | Price / Unit
1 | CORA 1C/21 + XUMA DX(S) 100 - 4/22 | 1 HP | 0
2 | CORA 1C/21 + UMAI (T) 100 - 0.75/22 | 1 HP | 0
3 | CORA 1C/25 + XUMA DX(S) 100 - 4/22 | 1 HP | 0
4 | CORA 1C/25 + UMAI (T) 100 - 0.75/22 | 1 HP | 0
5 | CORA 1C/30 + XUMA DX(S) 100 - 6/22 | 1.5 HP | 0
6 | CORA 1C/30 + UMAI (T) 100 - 1.1/22 | 1.5 HP | 0
7 | CORA 1C/35 + XUMA DX(S) 100 - 6/22 | 1.5 HP | 0
8 | CORA 1C/35 + UMAI (T) 100 - 1.1/22 | 1.5 HP | 0
9 | CORA 1C/45 + XUMA DX(S) 100 - 7/22 | 2 HP | 0
10 | CORA 1C/45 + UMAI (T) 100 - 1.5/22 | 2 HP | 0
11 | CORA 1C/50 + XUMA DX(S) 100 - 7/22 | 2 HP | 97015
12 | CORA 1C/50 + UMAI (T) 100 - 1.5/22 | 2 HP | 97015
KSB or equivalent Submersible water pump set without Panel for 100 mm (4") Bore well, NRV Size = 32 mm
S | Pump Type + Motor Type | Power | Price / Unit
1 | CORA 2C/ 11 + XUMA (S) 100 - 0.55/22 | 0.75 HP | 50900
2 | CORA 2C/ 11 + UMAI (T) 100 - 0.55/22 | 0.75 HP | 50900
3 | CORA 2Cj13 + XUMA (S) 100 - 0.75/22 | 1 HP | 56270
4 | CORA 2C/ 13 + UMAI (T) 100 - 0.75/22 | 1 HP | 56270
5 | CORA 2C/ 15 + XUMA DX(S) 100 - 4/22 | 1 HP | 58656
6 | CORA 2Cj15 + UMAI (T) 100 - 0.75/22 | 1 HP | 58656
7 | CORA 2C/ 18 + XUMA DX(S) 100 - 6/22 | 1.5 HP | 63000
8 | CORA 2Cj18 + UMAI (T) 100 - 1.1/22 | 1.5 HP | 63000
9 | CORA 2C/21 + XUMA DX(S) 100 - 6/22 | 1.5 HP | 65225
10 | CORA 2C/21 + UMAI (T) 100 - 1.1/22 | 1.5 HP | 65225
11 | CORA 2C/23 + XUMA DX(S) 100 - 6/22 | 1.5 HP | 67465
12 | CORA 2C/23 + UMAI (T) 100 - 1.1/22 | 1.5 HP | 67465
13 | CORA 2C/25 + XUMA DX(S) 100 - 6/22 | 1.5 HP | 68660
14 | CORA 2C/25 + UMAI (T) 100 - 1.5/22 | 1.5 HP | 68660
15 | CORA 2C/30 + XUMA DX(S) 100 -7/22 | 2 HP | 78355
16 | CORA 2C/30 + UMAI (T) 100 - 1.5/22 | 2 HP | 78355
17 | CORA 2C/38 + XUMA DX(S) 100 - 10/23 | 3 HP | 89550
18 | CORA 2C/38 + UMAI (T) 100 - 2.2/22 | 3 HP | 89550
19 | CORA 2C/45 + XUMA DX(S) 100 - 10/23 | 3 HP | 93580
20 | CORA 2C/45 + UMAI (T) 100 - 2.2/22 | 3 HP | 93580
21 | CORA 2C/50 + UMAI (T) 100 - 3.0/22 | 4 HP | 104180
22 | CORA 2C/60 + UMAI (T) 100 - 3.0/22 | 4 HP | 111125
KSB or equivalent Submersible water pump set without Panel for 100 mm (4") Bore well, NRV Size = 40 mm
S | Pump Type + Motor Type | Power | Price / Unit
1 | CORA 4C/ 15 + XUMA DX(S) 100 - 7/22 | 2 HP | 65525
2 | CORA 4C/ 15 + UMAI (T) 100 - 1.5/22 | 2 HP | 65525
3 | CORA 4C/ 17 + XUMA DX(S) 100 - 10/23 | 3 HP | 70150
4 | CORA 4Cj17 + UMAI (T) 100 - 2.2/22 | 3 HP | 70150
5 | CORA 4C/ 19 + XUMA DX(S) 100 - 10/23 | 3 HP | 73580
6 | CORA 4C/ 19 + UMAI (T) 100 - 2.2/22 | 3 HP | 73580
7 | CORA 4C/23 + XUMA DX(S) 100 - 10/23 | 3 HP | 77315
8 | CORA 4C/23 + UMAI (T) 100 - 2.2/22 | 3 HP | 77312
9 | CORA 4C/25 + UMAI (T) 100 - 3.0/22 | 4 HP | 92840
10 | CORA 4C/30 + UMAI (T) 100 - 3.0/22 | 4 HP | 100000
11 | CORA 4C/35 + UMAI (T) 100 - 3.7/22 | 5 HP | 123159
12 | CORA 4C/40 + UMAI (T) 100 - 3.7/22 | 5 HP | 135935
13 | CORA 4C/50 + UMAI (T) 100 - 4.5/22 | 6 HP | 134925
14 | CORA 4C/60 + UMAI (T) 100 - 5.5/22 | 7.5 HP | 142234
KSB or equivalent Submersible water pump set without Panel for 100 mm (4") Bore well, NRV Size = 40 mm
S | Pump Type + Motor Type | Power | Price / Unit
1 | CORA 7Cj10 + XUMA DX(S) 100 - 7/22 | 2 HP | 63430
2 | CORA 7C/ 10 + UMAI (T) 100 - 1.5/22 | 2 HP | 63430
3 | CORA 7C/ 13 + XUMA DX(S) 100 - 10/23 | 3 HP | 66272
4 | CORA 7C/ 15 + UMAI (T) 100 - 2.2/22 | 3 HP | 75675
5 | CORA 7C/ 19 + UMAI (T) 100 - 3.0/22 | 4 HP | 86566
6 | CORA 7C/22 + UMAI (T) 100 - 3.7/22 | 5 HP | 102283 |  | 92985
7 | CORA 7C/25 + UMAI (T) 100 - 3.7/22 | 5 HP | 108851 |  | 98956
8 | CORA 7C/31 + UMAI (T) 100 - 4.5/22 | 6 HP | 112832
9 | CORA 7C/35 + UMAI (T) 100 - 5.5/22 | 7.5 HP | 128506
KSB or equivalent Submersible water pump set without Panel for 100 mm (4") Bore well, NRV Size = 50 mm
S | Pump Type + Motor Type | Power | Price / Unit
1 | CORA 12C/7 + XUMA DX(S) 100 - 7/22 | 2 HP | 65670
2 | CORA 12C/7 + UMAI (T) 100 - 1.5/22 | 2 HP | 65670
3 | CORA 12C/ 10 + XUMA DX(S) 100 - 10/23 | 3 HP | 76270
4 | CORA 12C/ 10 + UMAI (T) 100 - 2.2/22 | 3 HP | 76270
5 | CORA 12C/ 13 + UMAI (T) 100 - 3.0/22 | 4 HP | 88215
6 | CORA 12Cj17 + UMAI (T) 100 - 3.7/22 | 5 HP | 109163
7 | CORA 12C/21 + UMAI (T) 100 - 4.5/22 | 6 HP | 118656
8 | CORA 12C/27 + UMAI (T) 100 - 5.5/22 | 7.5 HP | 135373
KSB or equivalent Submersible water pump set without Panel for 100 mm (4") Bore well, NRV Size = 65 mm
S | Pump Type + Motor Type | Power | Price / Unit
1 | CORA 18C/5 + XUMA DX(S) 100 - 7/22 | 2 HP | 63430
2 | CORA 18C/5 + UMAI (T) 100 - 1.5/22 | 2 HP | 63430
3 | CORA 18C/8 + XUMA DX(S) 100 - 10/23 | 3 HP | 69850
4 | CORA 18C/8 + UMAI (T) 100 - 2.2/22 | 3 HP | 69850
5 | CORA 18C/ 10 + UMAI (T) 100 - 3.0/22 | 4 HP | 80896
6 | CORA 18C/ 11 + UMAI (T) 100 - 3.0/22 | 4 HP | 84627
7 | CORA 18C/ 12 + UMAI (T) 100 - 3.7/22 | 5 HP | 98912
8 | CORA 18C/ 14 + UMAI (T) 100 - 3.7/22 | 5 HP | 96416
9 | CORA 18C/ 17 + UMAI (T) 100 - 4.5/22 | 6 HP | 108358
10 | CORA 18C/20 + UMAI (T) 100 - 5.5/22 | 7.5 HP | 118957
KSB or equivalent Submersible water pump set without Panel for 150 mm (6") Bore well, NRV Size = 50 mm
S | Pump Type + Motor Type | Power | Price / Unit
1 | UQD 112/15 + UMAI 150 - 3/22 | 5 HP | 109328
2 | UQD 112/18 + UMAI 150 - 4/22 | 6 HP | 115072
3 | UQD 112/20 + UMAI 150 - 6/22 | 7.5 HP | 127309
4 | UQD 112/23 + UMAI 150 - 6/22 | 7.5 HP | 135520
5 | UQD 112/25 + UMAI 150 - 8/22 | 10 HP | 167563 |  | 153728
6 | UQD 112/28 + UMAI 150 - 8/22 | 10 HP | 176185 |  | 161638
7 | UQD 112/30 + UMAI 150 - 8/22 | 10 HP | 184320 |  | 169101
8 | UQD 112/34 + UMAI 150 - 9/22 | 12.5 HP | 0
9 | UQD 112/36 + UMAI 150 - 9/22 | 12.5 HP | 0
KSB or equivalent Submersible water pump set without Panel for 150 mm (6") Bore well, NRV Size = 50 mm
S | Pump Type + Motor Type | Power | Price / Unit
1 | UQD 152/10 + UMAI 150 - 3/22 | 5 HP | 106070 |  | 97312
2 | UQD 152/15 + UMAI 150 - 6/22 | 7.5 HP | 130473 |  | 119700
3 | UQD 152/17 + UMAI 150 - 6/22 | 7.5 HP | 135843 |  | 124627
4 | UQD 152/20 + UMAI 150 - 8/22 | 10 HP | 162359 |  | 148954
5 | UQD 152/22 + UMAI 150 - 8/22 | 10 HP | 165610 |  | 151936
6 | UQD 152/26 + UMAI 150 - 9/22 | 12.5 HP | 193270 |  | 177312
7 | UQD 152/30 + UMAI 150 - 13/22 | 15 HP | 216855 |  | 198950
8 | UQD 152/35 + UMAH 150 - 14/23 | 17.5 HP | 0
KSB or equivalent Submersible water pump set without Panel for 150 mm (6") Bore well, NRV Size = 50 mm
S | Pump Type + Motor Type | Power | Price / Unit
1 | UQD 182/6 + UMAI 150 - 3/22 | 5 HP | 105001 |  | 96332
2 | UQD 182/8 + UMAI 150 - 4/22 | 6 HP | 110772 |  | 101626
3 | UQD 182/10 + UMAI 150 - 6/22 | 7.5 HP | 117461 |  | 107763
4 | UQD 182/13 + UMAI 150 - 8/22 | 10 HP | 135515 |  | 124326
5 | UQD 182/16 + UMAI 150 - 9/22 | 12.5 HP | 151295 |  | 138803
6 | UQD 182/20 + UMAI 150 - 13/22 | 15 HP | 177323 |  | 162682
7 | UQD 182/23 + UMAH 150 - 14/23 | 17.5 HP | 185296 |  | 169997
8 | UQD 182/26 + UMAH 150 - 15/23 | 20 HP | 211163 |  | 193728
9 | UQD 182/32 + UMAH 150 - 17/23 | 25 HP | 245164 |  | 224922
KSB or equivalent Submersible water pump set without Panel for 150 mm (6") Bore well, NRV Size = 50 mm
S | Pump Type + Motor Type | Power | Price / Unit
1 | UQD 212/5 + UMAI 150 - 3/22 | 5 HP | 92641 |  | 84992
2 | UQD 212/7 + UMAI 150 - 6/22 | 7.5 HP | 122679 |  | 112550
3 | UQD 212/10 + UMAI 150 - 8/22 | 10 HP | 135676 |  | 124474
4 | UQD 212/12 + UMAI 150 - 9/22 | 12.5 HP | 158453 |  | 145370
5 | UQD 212/14 + UMAI 150 - 13/22 | 15 HP | 183015 |  | 167904
6 | UQD 212/18 + UMAH 150 - 14/23 | 17.5 HP | 191805 |  | 175968
7 | UQD 212/20 + UMAH 150 - 15/23 | 20 HP | 221900 |  | 203578
8 | UQD 212/24 + UMAH 150 - 17/23 | 25 HP | 259806 |  | 238355
KSB or equivalent Submersible water pump set without Panel for 150 mm (6") Bore well, NRV Size = 65 mm
S | Pump Type + Motor Type | Power | Price / Unit
1 | BPD 242/4A + UMAI 150 - 3/22 | 5 HP | 99072 |  | 90892
2 | BPD 242/6A + UMAI 150 - 6/22 | 7.5 HP | 119248 |  | 109402
3 | BPD 242/8A + UMAI 150 - 8/22 | 10 HP | 135355 |  | 124179
4 | BPD 242/10A + UMAI 150 - 9/22 | 12.5 HP | 166586 |  | 152832
5 | BPD 242/ 12A + UMAI 150 - 13/22 | 15 HP | 189363 |  | 173728
6 | BPD 242/ 14A + UMAH 150 - 14/23 | 17.5 HP | 226783 |  | 208058
7 | BPD 242/ 15A + UMAH 150 - 15/23 | 20 HP | 251505 |  | 230739
8 | BPD 242/18A + UMAH 150 - 17/23 | 25 HP | 283065 |  | 259693
KSB or equivalent Submersible water pump set without Panel for 150 mm (6") Bore well,
NRV Size = 75/100 mm
S | Pump Type + Motor Type | Power | Price / Unit
1 | BPD 273/3 + UMAI 150 - 3/22 | 5 HP | 99240 |  | 91046
2 | BPD 273/4 + UMAI 150 - 6/22 | 7.5 HP | 115341 |  | 105818
3 | BPD 273/5A + UMAI 150 - 6/22 | 7.5 HP | 122178 |  | 112090
4 | BPD 273/6 + UMAI 150 - 8/22 | 10 HP | 146579 |  | 134477
5 | BPD 273/7 A + UMAI 150 - 8/22 | 10 HP | 154064 |  | 141344
6 | BPD 273/8A + UMAI 150 - 9/22 | 12.5 HP | 177811 |  | 163130
7 | BPD 273/ lOA + UMAI 150 - 13/22 | 15 HP | 199938 |  | 183430
8 | BPD 273/10 + UMAH 150 - 14/23 | 17.5 HP | 198801 |  | 182387
9 | BPD 273/12 + UMAH 150 - 15/23 | 20 HP | 228408 |  | 209549
KSB or equivalent Submersible water pump set without Panel for 150 mm (6") Bore well,
NRV Size = 75/100 mm
S | Pump Type + Motor Type | Power | Price / Unit
1 | BPD 302/3 + UMAI 150 - 6/22 | 7.5 HP | 107852
2 | BPD 302/4 + UMAI 150 - 6/22 | 7.5 HP | 109920
3 | BPD 302/5 + UMAI 150 - 8/22 | 10 HP | 141207 |  | 129548
4 | BPD 302/6 + UMAI 150 - 9/22 | 12.5 HP | 160733 |  | 147462
5 | BPD 302/6 + UMAI 150 - 13/22 | 15 HP | 177978 |  | 163283
6 | BPD 302/7 + UMAI 150 - 13/22 | 15 HP | 185783 |  | 170444
7 | BPD 302/8 + UMAH 150 - 14/23 | 17.5 HP | 202540 |  | 185817
8 | BPD 302/8 + UMAH 150 - 15/23 | 20 HP | 206447 |  | 189401
9 | BPD 302/9 + UMAH 150 - 15/23 | 20 HP | 213605 |  | 195968
10 | BPD 302/10 + UMAH 150 -17/23 | 25 HP | 251833 |  | 231040
11 | BPD 302/12 + UMAH 150 - 17/23 | 25 HP | 265987 |  | 244025
KSB or equivalent Submersible water pump set without Panel for 150 mm (6") Bore well,
NRV Size = 50 mm
S | Pump Type + Motor Type | Power | Price / Unit
1 | UPF 60/23 + UMAI 150 - 13/22 | 15 HP | 233597 |  | 214310
2 | UPF 60/30 + UMAH 150 - 15/23 | 20 HP | 292342 |  | 268204
3 | UPF 80/30 + UMAH 150 - 17/23 | 25 HP | 311700 |  | 285964
KSB or equivalent Submersible water pump set without Panel for 150 mm (6") Bore well, NRV Size = 65 mm
S | Pump Type + Motor Type | Power | Price / Unit
1 | UPF 125/20 + UMAH 150 - 17/23 | 25 HP | 278677 |  | 255667
KSB or equivalent Submersible water pump set without Panel for 175mm + 150 mm (7") Bore well, NRV Size
= 100 mm
S | Pump Type + Motor Type | Power | Price / Unit
1 | BPI 322/3A + UMAI 150 - 8/22 | 10 HP | 132264 |  | 121344
2 | BPI 322/3C + UMAI 150- 9/22 | 12.5 HP | 150967 |  | 138502
3 | BPI 322/4B + UMAI 150 - 13/22 | 15 HP | 169677 |  | 155667
4 | BPI 322/4C + UMAH 150 - 14/23 | 17.5 HP | 198473 |  | 182086
5 | BPI 322/5C + UMAH 150 - 15/23 | 20 HP | 199938 |  | 183430
6 | BPI 322/6C + UMAH 150 - 17/23 | 25 HP | 239471 |  | 219699
KSB or equivalent Submersible water pump set without Panel for 200mm + 150 mm (8") Bore well, NRV Size
= 100 mm
S | Pump Type + Motor Type | Power | Price / Unit
1 | BPHA 333/3B + UMAI 150 - 9/22 | 12.5 HP | 150892
2 | BPHA 333/30 + UMAI 150 - 13/22 | 15 HP | 173255 |  | 158950
3 | BPHA 333/3C + UMAH 150 - 15/23 | 20 HP | 194567 |  | 178502
4 | BPHA 333/4F + UMAH 150 - 17/23 | 25 HP | 220105 |  | 201932
KSB or equivalent Submersible water pump set without Panel for 200mm + 150 mm (8") Bore well, NRV Size
= 150 mm
S | Pump Type + Motor Type | Power | Price / Unit
1 | BPHA 373/2B + UMAH 150 - 15/23 | 20 HP | 192704 |  | 176793
2 | BPHA 373/3C + UMAH 150 - 17/23 | 25 HP | 218292 |  | 200268
KSB or equivalent Submersible water pump set without Panel for 200mm + 150 mm (8") Bore well, NRV Size
= 125 mm
S | Pump Type + Motor Type | Power | Price / Unit
1 | BPHA 384/2E + UMAI 150 - 9/22 | 12.5 HP | 141516
2 | BPHA 384/2F + UMAI 150 - 13/22 | 15 HP | 160405 |  | 147161
3 | BPHA 384/20 + UMAH 150 - 15/23 | 20 HP | 189202 |  | 173580
4 | BPHA 384/3G + UMAH 150 - 17/23 | 25 HP | 226127 |  | 207456
KSB or equivalent Submersible water pump set without Panel for 200mm (8") Bore well, NRV Size = 75 mm
S | Pump Type + Motor Type | Power | Price / Unit
1 | UPHA 233/12 + HBC 303 | 30 HP | 342960 |  | 314643
2 | UPHA 233/ 14 + HBC 333 | 33 HP | 369448 |  | 338944
3 | UPHA 233/16 + HBC 413 | 41 HP | 426225 |  | 391033
KSB or equivalent Submersible water pump set without Panel for 200mm (8") Bore well, NRV Size = 75 mm
S | Pump Type + Motor Type | Power | Price / Unit
1 | UPHA 263/8 + HBC 253 | 25 HP | 289573 |  | 265664
2 | UPHA 263/ 10 + HBC 303 | 30 HP | 322269 |  | 295660
3 | UPHA 263/12 + HBC 333 | 33 HP | 349929 |  | 321036
4 | UPHA 263/14 + HBC 413 | 41 HP | 405074 |  | 371628
KSB or equivalent Submersible water pump set without Panel for 200 mm (8") Bore well, NRV Size = 75 mm
S | Pump Type + Motor Type | Power | Price / Unit
1 | UPHA 293/ 5A + HBC 253 | 25 HP | 258502 |  | 237158
2 | UPHA 293/6A + HBC 253 | 25 HP | 270703 |  | 248352
3 | UPHA 293/ 6A + HBC 303 | 30 HP | 294777 |  | 270438
4 | UPHA 293/7 + HBC 303 | 30 HP | 306002 |  | 280736
5 | UPHA 293/7 + HBC 333 | 33 HP | 323902 |  | 297158
6 | UPHA 293/8 + HBC 333 | 33 HP | 352043 |  | 322976
7 | UPHA 293/8 + HBC 413 | 41 HP | 433174 |  | 397408
8 | UPHA 293/10 + HBC 523 | 52 HP | 566778 |  | 519980
9 | UPHA 293/11 + HBC 523 | 52 HP | 576544 |  | 528940
KSB or equivalent Submersible water pump set without Panel for 200 mm (8") Bore well, NRV Size = 100 mm
S | Pump Type + Motor Type | Power | Price / Unit
1 | BPHA 333/4F + HBC 253 | 25 HP | 273954 |  | 251334
2 | BPHA 333/ 4C + HBC 303 | 30 HP | 291038 |  | 267008
3 | BPHA 333/ 5F + HBC 303 | 30 HP | 301125 |  | 276262
4 | BPHA 333/ 5F + HBC 333 | 33 HP | 312022 |  | 286259
5 | BPHA 333/6F + HBC 333 | 33 HP | 329427 |  | 302227
6 | BPHA 333/ 6C + HBC 413 | 41 HP | 412399 |  | 378348
7 | BPHA 333/7F + HBC 413 | 41 HP | 431102 |  | 395507
8 | BPHA 333/7 + HBC 523 | 52 HP | 535219 |  | 491027
9 | BPHA 333/8 + HBC 523 | 52 HP | 551857 |  | 506291
10 | BPHA 333/8 + HBC 603 | 60 HP | 591019 |  | 542220
KSB or equivalent Submersible water pump set without Panel for 200 mm (8") Bore well, NRV Size = 125mm
S | Pump Type + Motor Type | Power | Price / Unit
1 | BPHA 384/ 3G + HBC 253 | 25 HP | 262080 |  | 240441
2 | BPHA 384/30 + HBC 303 | 30 HP | 279813 |  | 256710
3 | BPHA 384/ 4J + HBC 333 | 33 HP | 318370 |  | 292083
4 | BPHA 384/40 + HBC 413 | 41 HP | 383762 |  | 352076
5 | BPHA 384/ 5J + HBC 413 | 41 HP | 411584 |  | 377600
6 | BPHA 384/6 + HBC 523 | 52 HP | 537954 |  | 493536
KSB or equivalent Submersible water pump set without Panel for 200 mm (8") Bore well, NRV Size = 150 mm
S | Pump Type + Motor Type | Power | Price / Unit
1 | BPHA 373/2A + HBC 153 | 15 HP | 195704 |  | 179545
2 | BPHA 373/2B + HBC 203 | 20 HP | 215390 |  | 197606
3 | BPHA 373/3C + HBC 253 | 25 HP | 260127 |  | 238649
4 | BPHA 373/30 + HBC 333 | 33 HP | 298683 |  | 274022
5 | BPHA 373/4B + HBC 413 | 41 HP | 385883 |  | 354022
KSB or equivalent Submersible water pump set without Panel for 250 mm (10") Bore well, NRV Size = 125 mm
S | Pump Type + Motor Type | Power | Price / Unit
1 | BPN 394/03 + NB 623 | 62 HP | 619001 |  | 567891
2 | BPN 374/7 + NB 1003 | 100 HP | 1157959 |  | 1062348
KRTU
S | Pump Type + Motor Type | Power | Price / Unit
1 | KRTUP E 65/115 - 12 | 1.5 HP | 150297
2 | KRTU PF 100/215 - 44 (NiCL/SS/SS) | 7.5 HP | 227603
3 | KRTU PK 100/260 - 74 (NiCL/SS/SS) | 12.5 HP | 223129
CORACHROM
KSB or equivalent Submersible water pump set without Panel for 150 mm (6") Bore well, NRV Size = 2.5"
S | Pump Type + Motor Type | Power | Price / Unit
1 | CORA CHROM 150 - 17/37 + UMAH 150 - 17/23 | 25 HP | 366240 |  | 336000
2 | CORA CHROM 150 - 17/43 + UMAH 150 - 28/22 | 30 HP | 401120 |  | 368000
MRP for KSB or equivalent make 3 Core Flat Submersible Flexible Copper Cable.
S | Size | Unit Rate/Meter
1 | 1.5 Sq. mm. | 261 |  | 240
2 | 2.5 Sq. mm. | 348 |  | 320
3 | 4 Sq. mm. | 523 |  | 480
4 | 6 Sq. mm. | 697 |  | 640
5 | 10 Sq. mm. | 1046 |  | 960
6 | 16 Sq. mm. | 1351 |  | 1240
7 | 25 Sq. mm. | 1874 |  | 1720
S | Model |  | Unit Rate
1 | 1 HP Single Phase Panel - Capacitor Star & Run |  | 15194 |  | 13940
2 | 1.5 HP Single Phase Panel - Capacitor Star & Run |  | 18159 |  | 16660
3 | 2 HP Single Phase Panel - Capacitor Star & Run |  | 21124 |  | 19380
4 | 3 HP Single Phase Panel - Capacitor Star & Run |  | 24089 |  | 22100
Single phase Capacitor Start Capacitor Run Control Panel Board.
Specification: Indoor, wall mounted type, CI Sheet box coated with Powder coated paint. BCH make air break contactors, Over load relay, suitable size of starting and running capacitor, Voltmeter with PB switch, Direct type Ammeter, ON/OFF push button switches, and indicator lamp
S | Model | Unit Rate
1 | 3 HP - 5 HP DIRECT ON LINE (DOL) Control Panel (6 A - 9.3 A) without MCB | 21124 |  | 19380
2 | 6 HP - 7.5 HP DIRECT ON LINE (DOL) Control Panel (13.2 A - 20 A) without MCB | 25942 |  | 23800
3 | 10 HP STAR / DELTA (S/D) Control Panel (8.9 A - 13.5 A) without MCB | 32093 |  | 29444
4 | 12.5 HP - 15 HP STAR / DELTA (S/D) Control Panel (13.2 A - 20 A) without MCB | 37060 |  | 34000
5 | 17.5 HP - 20 HP STAR / DELTA (S/D) Control Panel (17.4 A - 24.4 A) without MCCB | 44472 |  | 40800
6 | 25 HP STAR /DELTA (S/D) Control Panel (22 A - 30 A) without MCCB | 63076 |  | 57868
7 | 30 HP STAR / DELTA (S/D) Control Panel (24.4 - 39 A) without MCCB | 78715 |  | 72216
8 | 41 HP - 50 HP STAR / DELTA (S/D) Control Panel (37.6 A - 60 A) without MCCB | 128227 |  | 117640
BCH make 3 Phase fully automatic Direct On Line / Star-Delta control panel board. Specification: Indoor type, Wall Mounted, CI sheet box with epoxy coated paint degree of protection IP42. BCH air break contactors, BCH Electronic Timer, BCH Thermal Over load relay, BCH Phase Failure, Sequence & dry run protection relay. Voltmeter & Ammeter with Selector Switches & CIT coil, push button switches and RYB Neon light Indicators to indicate TRIP, ON, Single Phase/ Phase Fail & Low Level
S | Model | Unit Rate
1 | 3 HP -5 HP DIRECT ON LINE (DOL) Control Panel with MCB | 39283 |  | 36040
2 | 6 HP - 7.5 HP DIRECT ON LINE (DOL) Control Panel with MCB | 49660 |  | 45560
3 | 10 HP STAR / DELTA (S/D) Control Panel with MCB | 65781 |  | 60350
4 | 12.5 HP - 15 HP STAR / DELTA (S/D) Control Panel with MCB | 69672 |  | 63920
5 | 17.5 HP - 20 HP STAR / DELTA (S/D) Control Panel with MCCB | 87461 |  | 80240
6 | 25 HP - 30 HP STAR /DELTA (S/D) Control Panel with MCCB | 118592 |  | 108800
7 | 33 HP - 41 HP STAR / DELTA (S/D) Control Panel with MCCB | 127857 |  | 117300
BCH make 3 Phase fully automatic Direct On Line I Star-Delta control panel board. Specification: Indoor type, Wall Mounted, CI sheet box with epoxy coated paint degree of protection IP42. BCH air break contactors, BCH Electronic Timer, BCH Thermal Over load relay, With BCH MCB/MCCB, BCH Phase Failure, Sequence & dry run protection relay. Voltmeter & Ammeter with Selector Switches & CIT coil, push button switches and RYB Neon light Indicators to indicate TRIP, ON, Single Phase/ Phase Fail & Low Level